## Read-Me
File name: SIGMA Project - Minigrid Database-final.xls
Description
Abstract: This file contains information on mini-grids in four African countries, namely Kenya, Nigeria, Senegal and Tanzania. The data was collected by a team of researchers who participated in the GCRF funded project titled SIGMA - Sustainability, Inclusiveness and Governance of Mini-grids in Africa (ES/T006684/1 and ES/t006684/2).
The project aimed to provide an applied and analytical approach to uncover the complex dynamics behind the challenges of installing sustainable and inclusive decentralised electricity systems in Sub-Saharan Africa. With comparative case studies from Senegal, Nigeria, Tanzania and Kenya, the key objectives in undertaking this research were to: a) develop an evidence base in the performance of mini-grids in the case study countries; b) undertake an analysis of existing business models and the policy framework in each case; and c) take forward analytical concepts of the political economy of decentralised electricity systems to understand the political drivers behind differences in the speed of adoption of mini-grids in different countries.
The database preparation activity was led by ECREEE (ECOWAS Centre for Renewable Energy and Energy Efficiency) and supported by all project partners (ICEED in Nigeria, TaTeDo in Tanzania, Centre for Frugal Innovation in Kenya, De Montfort University, and University of Surrey). The data was collected from secondary sources and databases of national Rural Electrification Agencies and International Organisations such as ECOWAS Centre for Renewable Energy and Energy Efficiency.
The dataset includes information on mini-grid location, technology used, capacity, user information, ownership model, funding sponsors, year of commissioning and its status at the time of reporting (31st March 2025). Where data is missing, the entries are left blank.
Data collection method: The data presented in this database is compiled from secondary sources and existing databased maintained by national and international agencies. Data was specifically collected from national Rural Electricity Agencies, and databases maintained by ECREEE. Project partners in each country have also supplemented the information from local grey literature where available.
Keywords: Mini-grids, Kenya, Tanzania, Nigeria, Senegal, technology, project capacity, ownership, status,
Temporal coverage of data collection: The data provides a snapshot of the mini-grids in each country as on 31/03/2025. Although the project ended on 02/03/2024, the project team updated the data to reflect the most recent available information at the time of submission of the dataset.
Disclaimer: While all efforts have been made to ensure correctness and accuracy of the information contained in this file, the information provided is for general information and academic purposes only. It is provided on 'as is' and 'as available' basis. We do not make any warranty, express or implicit, about the accuracy, correctness, completeness and validity of the information contained in this file. It should not be used for any economic, financial, legal or other decision-making or advice purposes. The project lead, project partners, agencies or sources that provided the data or the funding agencies that supported the project shall not be liable for any direct, indirect, and consequential damages, losses or impacts, financial or otherwise, arising out of the use or reliance on this data.
Users use the data at their own risk and should evaluate and determine whether the data is suitable for the intended purpose. The data is liable to change without notice and the website links included in the file are likely to change or become non-operational at any time. It is the users' responsibility to verify any such changes before use.
Contact: For any clarification, please contact Prof Subhes Bhattacharyya at subhes.bhattacharyya@dmu.ac.uk
Data description
This datafile contains four worksheets - one each for Kenya, Nigeria, Senegal and Tanzania. Each worksheet provides information on individual mini-grid project in each country. Each file contains the following common columns:
S/N - Serial number
Minigrid -name of the minigrid plant
Locality (Country or region, locality, Village, Latitude and Longitude) - five columns to capture locality information
Technology - Minigrid technologies utilised
Installed capacity (kWp) - This is captured under the following categories - Fossil, PV, Wind, Hydro, Biomass (separate column for each technology)
Population - Population in the village (number)
Households - number of households in the village (number)
Connections/Clients (not disaggregated) - number of connections given (number)
Residential connections - number of residential connections given
SME connections - number of SME connections given
Public facilities connections - Number of connections to public facilities
Promoters - name of promoters
Owners - name of owners of the minigrid
Ownership model - Public, community, private, joint venture as appropriate
Project Funding sponsors - information on funding sources
Operators - Entity operating the minigrid plant
Status - information on whether the plant is operating or not
Year of Commissioning
Additional comments - any other relevant information
Any entry no filled in means data is not available.
Data reported was valid as on 31/03/2025.

## Kenya
S/N | Minigrid | Location |  |  |  |  | Technology | Capacity Installed (kWp) |  |  |  |  | Population | Households | Connections/Clients (not disaggregated) | Residential connections | SME connections | Public Facilities connections | Promoters | Owners | Ownership model | Project/Funding/Sponsors | Operators | Status | Year of commissioning | Additional Comments
|  | COUNTY (Region) | Locality (Community) | Village | Latitude | Longitude |  | Fossil | PV | Wind | Hydro | Biodiesel
1 | Lokituang | Turkana | NAKALALE | [9 empty] | 437 | [10 empty] | Existing
2 | Lokori | Turkana | LOKORI | [9 empty] | 476 | [10 empty] | Existing
3 | WAJIR | Wajir | GOT ADE | [9 empty] | 4100 | [10 empty] | Existing
4 | HABASWEIN | Wajir | HADADO SOUTH | [9 empty] | 1015 | [10 empty] | Existing
5 | MARSABIT | Marsabit | MAJENGO | [9 empty] | 3300 | [10 empty] | Existing
6 | ELWAK P/STN | Mandera | ELWAK TOWNSHIP | [9 empty] | 802 | [10 empty] | Existing
7 | HOLA | Tana River | HOLA MISSION | [9 empty] | 1956 | [10 empty] | Existing
8 | LODWAR | Turkana | NAWOITORONG | [9 empty] | 2380 | [10 empty] | Existing
9 | BARAGOI | Samburu | BARAGOI | [9 empty] | 230 | [10 empty] | Existing
10 | LAISAMIS | Marsabit | LAISAMIS | [9 empty] | 1456 | [10 empty] | Existing
11 | MOYALE | Marsabit | SESSI | [9 empty] | 3083 | [10 empty] | Existing
12 | MANDERA | Mandera | BULLA POWER | [9 empty] | 4000 | [10 empty] | Existing
13 | LOKICHOGIO | Turkana | LOKICHOGIO | [9 empty] | 166 | [10 empty] | Existing
14 | ELDAS | Wajir | ELDAS | [9 empty] | 80 | [10 empty] | Existing
15 | NORTH HORR | Marsabit | NORTH HORR | [9 empty] | 1883 | [10 empty] | Existing
16 | RHAMU | Mandera | RHAMU | [9 empty] | 2132 | [10 empty] | Existing
17 | TAKABA | Mandera | TAKABA | [9 empty] | 300 | [10 empty] | Existing
18 | MPEKETONI | Lamu | CENTRAL | [9 empty] | 1503 | [10 empty] | Existing
19 | MFANGANO | Homa Bay | SOKLO SOUTH | [9 empty] | 120 | [10 empty] | Existing
20 | FAZA | Lamu | KWATONGANI | [9 empty] | 1681 | [10 empty] | Existing
21 | BILIKI | Isiolo | MERTI SOUTH | [9 empty] | 0 | [10 empty] | Existing
22 | Garissa | GARISSA | [10 empty] | 0 | [10 empty] | Existing
23 | Un-named | Garisaa | Daadab | [8 empty] | 784 |  |  | 4800 | [5 empty] | Public |  |  | Existing | 2016
24 | Un-named | Homabay | Mfangano | [8 empty] | 650 |  |  | 3000 | [5 empty] | Public |  |  | Existing | 2009
25 | Un-named | Homabay | Mfangano |  |  |  | Solar |  | 10 | [5 empty] | " | [5 empty] | Public |  |  | Existing | 2013
26 | Un-named | Isiolo | Merti |  |  |  | Solar |  |  |  |  | 250 |  |  | 1485 | [5 empty] | Public |  |  | Existing | 2007
27 | Un-named | Isiolo | Merti |  |  |  | Solar |  | 10 | [5 empty] | " | [5 empty] | Public |  |  | Existing | 2011
28 | Un-named | Lamu | Faza |  |  |  | Solar |  |  |  |  | 1370 |  |  | 2010 | [5 empty] | Public |  |  | Existing | 2017
29 | Un-named | Lamu | Kiunga |  |  |  | Solar |  |  |  |  | 260 |  |  | 350 | [5 empty] | Public |  |  | Existing | 2017
30 | Un-named | Mandera | Elwak |  |  |  | Solar |  |  |  |  | 740 |  |  | 1700 | [5 empty] | Public |  |  | Existing | 2009
31 | Un-named | Mandera | Elwak |  |  |  | Solar |  | 50 | [5 empty] | " | [5 empty] | Public |  |  | Existing | 2012
32 | Un-named | Mandera | Mandera |  |  |  | Solar |  |  |  |  | 3130 |  |  | 8000 | [5 empty] | Public |  |  | Existing | 1979
33 | Un-named | Mandera | Mandera |  |  |  | Solar |  | 330 | [5 empty] | " | [5 empty] | Public |  |  | Existing | 2013
34 | Un-named | Mandera | Rhamu |  |  |  | Solar |  |  |  |  | 520 |  |  | 400 | [5 empty] | Public |  |  | Existing | 2013
35 | Un-named | Mandera | Rhamu |  |  |  | Solar |  | 50 | [5 empty] | " | [5 empty] | Public |  |  | Existing | 2013
36 | Un-named | Mandera | Takaba |  |  |  | Solar |  |  |  |  | 320 |  |  | 500 | [5 empty] | Public |  |  | Existing | 2013
37 | Un-named | Mandera | Takaba |  |  |  | Solar |  | 50 | [5 empty] | " | [5 empty] | Public |  |  | Existing | 2013
38 | Un-named | Marsabit | Laisamis |  |  |  | Solar |  |  |  |  | 264 |  |  | 160 | [5 empty] | Public |  |  | Existing | 2016
39 | Un-named | Marsabit | Laisamis |  |  |  | Solar |  | 80 | [5 empty] | " | [5 empty] | Public |  |  | Existing | 2016
40 | Un-named | Marsabit | Marsabit | [8 empty] | 2900 |  |  | 8200 | [5 empty] | Public |  |  | Existing | 1977
41 | Un-named | Marsabit | Marsabit |  |  |  | Wind |  |  | 500 |  |  |  |  | " | [5 empty] | Public |  |  | Existing | 2011
42 | Un-named | Marsabit | North Horr | [8 empty] | 184 |  |  | 160 | [5 empty] | Public |  |  | Existing | 2016
43 | Un-named | Tana River | Hola | [8 empty] | 800 |  |  | 1300 | [5 empty] | Public |  |  | Existing | 2007
44 | Un-named | Tana River | Hola | [5 empty] | 60 | [5 empty] | " | [5 empty] | Public |  |  | Existing | 2012
45 | Un-named | Samburu | Baragoi | [8 empty] | 240 |  |  | 473 | [5 empty] | Public |  |  | Existing | 2009
46 | Un-named | Turkana | Lodwar | [8 empty] | 3425 |  |  | 9598 | [5 empty] | Public |  |  | Existing | 1976
47 | Un-named | Turkana | Lodwar | [5 empty] | 60 | [5 empty] | " | [5 empty] | Public |  |  | Existing | 2012
48 | Un-named | Turkana | Lokichoggio | [8 empty] | 1050 |  |  | 350 | [5 empty] | Public |  |  | Existing | 2010
49 | Un-named | Turkana | Lokitaung | [8 empty] | 184 |  |  | 34 | [5 empty] | Public |  |  | Existing | 2018
50 | Un-named | Turkana | Lokori | [8 empty] | 184 |  |  | 150 | [5 empty] | Public |  |  | Existing | 2016
51 | Un-named | Wajir | Eldas | [8 empty] | 184 |  |  | 342 | [5 empty] | Public |  |  | Existing | 2013
52 | Un-named | Wajir | Eldas | [5 empty] | 30 | [5 empty] | " | [5 empty] | Public |  |  | Existing | 2013
53 | Un-named | Wajir | Habaswein | [8 empty] | 1160 |  |  | 1180 | [5 empty] | Public |  |  | Existing | 2007
54 | Un-named | Wajir | Habaswein | [6 empty] | 50 |  |  |  |  | " | [5 empty] | Public |  |  | Existing | 2012
55 | Un-named | Wajir | Wajir | [5 empty] | 30 | [5 empty] | " | [5 empty] | Public |  |  | Existing | 2012
56 | Un-named | Wajir | Wajir | [8 empty] | 4200 |  |  | 12055 | [5 empty] | Public |  |  | Existing | 1982
57 | Sangailu | Garissa |  | Sangailu |  |  | Solar |  | 60 |  |  |  |  | 90 |  |  |  | 5 | REREC |  | GoK | GoK | KPLC | Operational | 24/5/2019
58 | Liboi | Garissa |  | Liboi |  |  | Solar |  | 60 |  |  |  |  | 300 |  |  |  | 4 | REREC |  | GoK | GoK | KPLC | Operational | 2019-09-15
59 | Eldera | Garissa |  | Eldera |  |  | Solar |  | 60 |  |  |  |  | 80 |  |  |  | 3 | REREC |  | GoK | GoK | KPLC | Operational | 2019-09-17
60 | Garsweino | Garissa |  | Garweisno |  |  | Solar |  | 60 |  |  |  |  | 74 |  |  |  | 2 | REREC |  | GoK | GoK | KPLC | Operational | 2020-06-17
61 | Ashabito | Mandera |  | Ashabito |  |  | Solar |  | 60 |  |  |  |  | 73 |  |  |  | 2 | REREC |  | GoK | GoK | KPLC | Operational | 2019-08-04
62 | Arabia | Mandera |  | Arabia |  |  | Solar |  | 60 |  |  |  |  | 90 |  |  |  | 1 | REREC |  | GoK | GoK | KPLC | Operational | 2021-09-02
63 | Kiliwehiri | Mandera |  | Kiliwehiri |  |  | Solar |  | 60 |  |  |  |  | 68 |  |  |  | 2 | REREC |  | GoK | GoK | KPLC | Operational | 2019-07-04
64 | Burduras | Mandera |  | Burduras |  |  | Solar |  | 60 |  |  |  |  | 70 |  |  |  | 3 | REREC |  | GoK | GoK | KPLC | Operational | 30/1/2019
65 | Gari | Mandera |  | Gari |  |  | Solar |  | 60 |  |  |  |  | 90 |  |  |  | 3 | REREC |  | GoK | GoK | KPLC | Operational | 31/1/2019
66 | Shimbir Fatuma | Mandera |  | Shimbir Fatuma |  |  | Solar |  | 60 |  |  |  |  | 190 |  |  |  | 3 | REREC |  | GoK | GoK | KPLC | Operational | 2019-08-04
67 | Ambalo | Marsabit |  | Ambalo |  |  | Solar |  | 60 |  |  |  |  | 95 |  |  |  | 6 | REREC |  | GoK | GoK | KPLC | Operational | 2019-02-01
68 | Illaut | Marsabit |  | Illaut |  |  | Solar |  | 60 |  |  |  |  | 80 |  |  |  | 2 | REREC |  | GoK | GoK | KPLC | Operational | 10.10.2019
69 | Balesa | Marsabit |  | Balesa |  |  | Solar |  | 60 |  |  |  |  | 117 |  |  |  | 4 | REREC |  | GoK | GoK | KPLC | Operational | 21/5/2019
70 | Eliye (Illie) Springs | Turkana |  | Eliye springs |  |  | Solar |  | 60 |  |  |  |  | 206 |  |  |  | 6 | REREC |  | GoK | GoK | KPLC | Operational | 2019-08-03
71 | Lowareng | Turkana |  | Lowareng |  |  | Solar |  | 60 |  |  |  |  | 274 |  |  |  | 4 | REREC |  | GoK | GoK | KPLC | Operational | 2019-08-05
72 | Letea | Turkana |  | Letea |  |  | Solar |  | 60 |  |  |  |  | 135 |  |  |  | 3 | REREC |  | GoK | GoK | KPLC | Operational | 24/6/2019
73 | Lopeduru | Turkana |  | Lopeduru |  |  | Solar |  | 60 |  |  |  |  | 132 |  |  |  | 0 | REREC |  | GoK | GoK | KPLC | Operational | 13.11.2019
74 | Kangangipur | Turkana |  | Kangingur |  |  | Solar |  | 60 |  |  |  |  | 250 |  |  |  | 2 | REREC |  | GoK | GoK | KPLC | Operational | 14.11.2019
75 | Napelilim | Turkana |  | Napelilim |  |  | Solar |  | 60 |  |  |  |  | 78 |  |  |  | 4 | REREC |  | GoK | GoK | KPLC | Operational | 2019-08-11
76 | Gurar | Wajir |  | Gurar |  |  | Solar |  | 60 |  |  |  |  | 80 |  |  |  | 3 | REREC |  | GoK | GoK | KPLC | Operational | 29/3/2019
77 | Hadado | Wajir |  | Hadado |  |  | Solar |  | 60 |  |  |  |  | 173 |  |  |  | 5 | REREC |  | GoK | GoK | KPLC | Operational | 16/4/2019
78 | Sarif | Wajir |  | Sarif |  |  | Solar |  | 60 |  |  |  |  | 160 |  |  |  | 3 | REREC |  | GoK | GoK | KPLC | Operational | 30/03/2019
79 | Basir | Wajir |  | Basir |  |  | Solar |  | 60 |  |  |  |  | 80 |  |  |  | 3 | REREC |  | GoK | GoK | KPLC | Operational | 21/1/2019
80 | Riba | Wajir |  | Riba |  |  | Solar |  | 60 |  |  |  |  | 81 |  |  |  | 2 | REREC |  | GoK | GoK | KPLC | Operational | 17/5/2019
81 | Sarman | Wajir |  | Sarman |  |  | Solar |  | 60 |  |  |  |  | 96 |  |  |  | 2 | REREC |  | GoK | GoK | KPLC | Operational | 16/5/2019
82 | Biyamadhow | Wajir |  | Biyamadhow |  |  | Solar |  | 60 |  |  |  |  | 400 |  |  |  | 7 | REREC |  | GoK | GoK | KPLC | Operational | 13/05/2016
83 | Dabel | Marsabit |  | Dabel |  |  | Solar |  | 53 | [9 empty] | REREC |  | GoK | World Bank | KPLC | Under Construction | Under construction
84 | Kaeris | Turkana |  | Kaeris |  |  | Solar |  | 53 | [9 empty] | REREC |  | GoK | World Bank | KPLC | Under Construction | Under construction
85 | Kerio |  |  | Kerio Delta |  |  | Solar |  | 53 | [9 empty] | REREC |  | GoK | World Bank | KPLC | Under Construction | Under construction
86 | Takawiri Island | Homabay |  | Takawiri |  |  | Solar |  | 204 | [9 empty] | REREC |  | GoK | World Bank | KPLC | Under Construction | Under construction
87 | Ngodhe Island | Homabay |  | Ngodhe |  |  | Solar |  | 146 | [9 empty] | REREC |  | GoK | World Bank | KPLC | Under Construction | Under construction
88 | Mageta Island | Siaya |  | Yinbo West |  |  | Solar |  | 800 | [9 empty] | REREC |  | GoK | World Bank | KPLC | Under Construction | Under construction
89 | Wasini Island | Kwale |  | Wasini |  |  | Solar |  | 732 | [9 empty] | REREC |  | GoK | World Bank | KPLC | Under Construction | Under construction
90 | Hulugho | Garissa |  | Sangailu |  |  | Diesel | 275 | [10 empty] | REREC |  | Public | GoK | KPLC | Operational
91 | Dadaab | Garissa |  | Dadaab |  |  | Diesel | 1000 | [5 empty] | 5000 |  |  |  |  | REREC |  | Public | GoK | KPLC | Operational
92 | Faza Island | Lamu |  | Faza |  |  | Diesel | 2030 | [5 empty] | 6000 |  |  |  |  | REREC |  | Public | GoK | KPLC | Operational
93 | Kiunga | Lamu |  | Kiunga |  |  | Diesel | 275 | [5 empty] | 410 |  |  |  |  | REREC |  | Public | GoK | KPLC | Operational
94 | Takaba | Mandera |  | Takaba |  |  | Diesel/solar | 1030 | [5 empty] | 1392 |  |  |  |  | REREC |  | Public | GoK | KPLC | Operational
95 | Rhamu | Mandera |  | Rhamu |  |  | Diesel/solar | 1030 | [5 empty] | 1598 |  |  |  |  | REREC |  | Public | GoK | KPLC | Operational
96 | Banisa | Mandera |  | Banisa |  |  | Diesel | 230 | [5 empty] | 861 |  |  |  |  | REREC |  | Public | GoK | KPLC | Operational
97 | Kamoliriban | Mandera |  | Kamorliban |  |  | Diesel | 450 | [5 empty] | 389 |  |  |  |  | REREC |  | Public | GoK | KPLC | Operational
98 | Laisamis | Marsabit |  | Laisamis |  |  | Diesel/solar | 730 | [10 empty] | REREC |  | Public | GoK | KPLC | Operational
99 | North Horr | Marsabit |  | North Horr |  |  | Diesel | 730 | [10 empty] | REREC |  | Public | GoK | KPLC | Operational
100 | Maikona | Marsabit |  | Maikona |  |  | Diesel | 800 | [5 empty] | 100 |  |  |  |  | REREC |  | Public | GoK | KPLC | Operational
101 | Sololo | Marsabit |  | Sololo |  |  | Diesel | 800 | [5 empty] | 300 |  |  |  |  | REREC |  | Public | GoK | KPLC | Operational
102 | Lokichogio | Turkana |  | Lokichogio |  |  | Diesel | 730 | [5 empty] | 572 |  |  |  |  | REREC |  | Public | GoK | KPLC | Operational
103 | Lokitaung | Turkana |  | Lokitaung |  |  | Diesel | 730 | [5 empty] | 200 |  |  |  |  | REREC |  | Public | GoK | KPLC | Operational
104 | Lokori | Turkana |  | Lokori |  |  | Diesel | 730 | [5 empty] | 300 |  |  |  |  | REREC |  | Public | GoK | KPLC | Operational
105 | Lokiriama | Turkana |  | Lokiriama |  |  | Diesel | 600 | [10 empty] | REREC |  | Public | GoK | KPLC | Operational
106 | Kakuma | Turkana |  | Kakuma |  |  | Diesel | 2000 | [10 empty] | REREC |  | Public | GoK | KPLC | Operational
107 | Eldas | Wajir |  | Eldas |  |  | Diesel/solar | 1030 | [5 empty] | 558 |  |  |  |  | REREC |  | Public | GoK | KPLC | Operational
108 | Korondile | Wajir |  | Korondile |  |  | Diesel | 490 | [5 empty] | 23 |  |  |  |  | REREC |  | Public | GoK | KPLC | Operational
109 | Kotulo | Wajir |  | Kotulo |  |  | Diesel | 450 | [5 empty] | 147 |  |  |  |  | REREC |  | Public | GoK | KPLC | Operational
110 | Kitonyoni | Makueni |  |  |  |  | Solar |  | 10 |  |  |  |  | 150 |  |  |  | 0 | Community |  | Community | UoS | Community | operational | 2015
111 | Oloika | Kajiado |  | Oloika |  |  | Solar |  | 10 |  |  |  |  | 70 |  |  |  | 2 | Community |  | Community | UoS | community | operational | 2015-06-17
112 | Shompole | Kajiado |  | Shompole |  |  | Solar |  | 8 |  |  |  |  | 300 |  |  |  | 1 | Community |  | Community | UoS | community | operational | 2016
113 | Illeret | Marsabit |  | Illeret |  |  | Solar |  | 25 |  |  |  | 1173 | 170 |  |  | 10 | 5 | Nal Offgrid Limited |  | Private Development | FCDO (DFID-UK) | Private Sector | Operational | 2019
114 | Dukana | Marsabit |  | Dukana |  |  | Solar |  | 35 |  |  |  | 1587 | 230 |  |  | 15 | 7 | Nal Offgrid Limited |  | Private Development | FCDO (DFID-UK) | Private Sector | Operational | 2019
115 | Korr | Marsabit |  | Korr |  |  | Solar |  | 60 | [14 empty] | Stalled
116 | Ngurunit | Marsabit |  | Ngurunit |  |  | Solar |  | 27 |  |  |  | 946 | 169 |  |  | 31 | 11 | Renewvia Energy Kenya Limited |  | Private Development | FCDO (DFID-UK) | Private Sector | Operational | 2020
117 | Hurri Hills | Marsabit |  | Maikona |  |  | Solar/Diesel | 20.9 |  |  |  |  | 221 | 32 |  |  | 8 | 4 | SES Microgrids Kenya Limited |  | Private Development | FCDO (DFID-UK) | Private Sector | Operational | 2019
118 | Longech/Namukuse | Turkana |  | Kalokol |  |  | Solar |  | 50 |  |  |  | 1160 | 200 |  |  | 15 | 8 | Nal Offgrid Limited |  | Private Development | FCDO (DFID-UK) | Private Sector | Operational | 2020
119 | Kang'atotha | Turkana |  |  |  |  | Solar |  | 14 | [14 empty] | Stalled
120 | Nadwat | Turkana |  | Naduat |  |  | Solar |  | 40 |  |  |  | 960 | 192 |  |  | 21 | 4 | Nal Offgrid Limited |  | Private Development | FCDO (DFID-UK) | Private Sector | Operational | 2019
121 | Kataboi | Turkana |  | Kalobeyei |  |  | Solar |  | 20 |  |  |  | 465 | 93 |  |  | 12 | 6 | Nal Offgrid Limited |  | Private Development | FCDO (DFID-UK) | Private Sector | Operational | 2019
122 | Lolupe | Turkana |  | Lolupe |  |  | Solar |  | 20 |  |  |  | 720 | 150 |  |  | 10 | 8 | Nal Offgrid Limited |  | Private Development | FCDO (DFID-UK) | Private Sector | Operational | 2020
123 | Kalobeyei Resident town | Turkana |  | Kalobeyei |  |  | Solar/Diesel |  | 20 |  |  |  | 519 | 98 |  |  | 26 | 5 | Renewvia Energy Kenya Limited |  | Private Development | FCDO (DFID-UK) | Private Sector | Operational | 2019
124 | Kalobeyei Settlement village 1 | Turkana |  | Kalobeyei |  |  | Solar/Diesel |  | 60 |  |  |  | 1818 | 343 |  |  | 129 | 19 | Renewvia Energy Kenya Limited |  | Private Development | FCDO (DFID-UK) | Private Sector | Operational | 2019
125 | Katilia | Turkana |  | Katilia |  |  | Solar |  | 40 | [11 empty] | Private Development |  |  | Stalled
126 | Nakurio | Turkana |  | Nakurio |  |  | Solar |  | 25 | [11 empty] | Private |  |  | Stalled
127 | Talek – Completed and operated by the County Government of Narok | Narok |  | Talek |  |  | Solar/Diesel |  | 40 |  |  |  | 363 | 74 |  |  | 137 | 3 | Narok County Government |  | Public | GIZ KE | Private Sector | Operational | 2015
128 | Koroitik Village A | Kericho |  | Koroitik Village A |  |  | Solar |  | 19.08 |  |  |  | 1430 | 286 |  |  |  |  | Powergen |  | Private | GMG1 | Powergen | under commissioning | 2021
129 | Mbiri | Kericho |  | Mbiri |  |  | solar |  | 19.08 |  |  |  | 935 | 187 |  |  |  |  | Powergen |  | Private | GMG1 | Powergen | under commissioning | 2021
130 | Chelimo | Kericho |  | Chelimo |  |  | solar |  | 25.44 |  |  |  | 1320 | 264 |  |  |  |  | Powergen |  | Private | GMG1 | Powergen | under commissioning | 2021
131 | Canteen/Nursery | Kericho |  | Canteen/Nursery |  |  | solar |  | 12.72 |  |  |  | 320 | 64 |  |  |  |  | Powergen |  | Private | GMG1 | Powergen | under commissioning | 2021
132 | Kericho Central & Milimani | Kericho |  | Kericho Central & Milimani |  |  | solar |  | 12.72 |  |  |  | 450 | 90 |  |  |  |  | Powergen |  | Private | GMG1 | Powergen | under commissioning | 2021
133 | Kapsuser West | Kericho |  | Kapsuser West |  |  | solar |  | 19.08 |  |  |  | 250 | 50 |  |  |  |  | Powergen |  | Private | GMG1 | Powergen | under commissioning | 2021
134 | Nairobi Area. Nambe saba. Moja | Kericho |  | Nairobi Area. Nambe saba. Moja |  |  | solar |  | 25.44 |  |  |  | 975 | 195 |  |  |  |  | Powergen |  | Private | GMG1 | Powergen | under commissioning | 2021
135 | Kericho Main Village/ Kindege/ Matopeni | Kericho |  | Kericho Main Village/ Kindege/ Matopeni |  |  | solar |  | 19.08 |  |  |  | 910 | 182 |  |  |  |  | Powergen |  | Private | GMG1 | Powergen | under commissioning | 2021
136 | Lower Logistics | Kericho |  | Lower Logistics |  |  | solar |  | 12.72 |  |  |  | 385 | 77 |  |  |  |  | Powergen |  | Private | GMG1 | Powergen | under commissioning | 2021
137 | Masobet B | Kericho |  | Masobet B |  |  | solar |  | 25.44 |  |  |  | 1265 | 253 |  |  |  |  | Powergen |  | Private | GMG1 | Powergen | under commissioning | 2021
138 | Masobet A | Kericho |  | Masobet A |  |  | solar |  | 19.08 |  |  |  | 765 | 153 |  |  |  |  | Powergen |  | Private | GMG1 | Powergen | under commissioning | 2021
139 | Koilel/ Kiptetan | Kericho |  | Koilel/ Kiptetan |  |  | solar |  | 19.08 |  |  |  | 820 | 164 |  |  |  |  | Powergen |  | Private | GMG1 | Powergen | under commissioning | 2021
140 | Tagabi Main | Kericho |  | Main |  |  | solar |  | 25.44 |  |  |  | 1695 | 339 |  |  |  |  | Powergen |  | Private | GMG1 | Powergen | under commissioning | 2021
141 | Powerhive | Kisii |  | Umeme A |  |  | solar |  | 60 |  |  |  | 1225 | 245 |  |  |  |  | Powerhive |  | Private | GMG 1 | Powerhive | Operational | 2020
142 | Powerhive | Kisii |  | Rigena I |  |  | solar |  | 21 |  |  |  | 1125 | 225 |  |  |  |  | Powerhive |  | Private | GMG 1 | Powerhive | Operational | 2018
143 | Powerhive | Kisii |  | Nyansara |  |  | solar |  | 30 |  |  |  | 1020 | 204 |  |  |  |  | Powerhive |  | Private | GMG 1 | Powerhive | Operational | 2020
144 | Powerhive | Kisii |  | Nyamondo |  |  | solar |  | 21 |  |  |  | 1580 | 316 |  |  |  |  | Powerhive |  | Private | GMG 1 | Powerhive | Operational | 2018
145 | Powerhive | Kisii |  | Nyamokenya |  |  | solar |  | 35.6 |  |  |  | 790 | 158 |  |  |  |  | Powerhive |  | Private | GMG 1 | Powerhive | Operational | 2020
146 | Powerhive | Kisii |  | Matangamano |  |  | solar |  | 20 |  |  |  | 1370 | 274 |  |  |  |  | Powerhive |  | Private | GMG 1 | Powerhive | Operational | 2018
147 | Powerhive | Kisii |  | Kirwa C |  |  | solar |  | 36 |  |  |  | 1815 | 363 |  |  |  |  | Powerhive |  | Private | GMG 1 | Powerhive | Operational | 2018
148 | Powerhive | Kisii |  | Kirwa A |  |  | solar |  | 21 |  |  |  | 1080 | 216 |  |  |  |  | Powerhive |  | Private | GMG 1 | Powerhive | Operational | 2018
149 | Powerhive | Kisii |  | Kiango |  |  | solar |  | 30 |  |  |  | 715 | 143 |  |  |  |  | Powerhive |  | Private | GMG 1 | Powerhive | Operational | 2020
150 | Powerhive | Kisii |  | Gionseri B |  |  | solar |  | 60 |  |  |  | 1875 | 375 |  |  |  |  | Powerhive |  | Private | GMG 1 | Powerhive | Operational | 2020
151 | Powerhive | Kisii |  | Site 268 |  |  | solar |  | 21 |  |  |  | 1115 | 223 |  |  |  |  | Powerhive |  | Private | GMG 1 | Powerhive | Operational | 2018
152 | Powerhive | Kisii |  | Site 265 |  |  | solar |  | 30 |  |  |  | 2425 | 485 |  |  |  |  | Powerhive |  | Private | GMG 1 | Powerhive | Operational | 2018
153 | Powerhive | Kisii |  | Site 264 |  |  | solar |  | 21 |  |  |  | 875 | 175 |  |  |  |  | Powerhive |  | Private | GMG 1 | Powerhive | Operational | 2018
154 | Powerhive | Nyamira |  | 260B |  |  | solar |  | 53.4 |  |  |  | 1465 | 293 |  |  |  |  | Powerhive |  | Private | GMG 1 | Powerhive | Operational | 2020
155 | Powerhive | Kisii |  | Site 249 |  |  | solar |  | 60 |  |  |  | 625 | 125 |  |  |  |  | Powerhive |  | Private | GMG 1 | Powerhive | Operational | 2020
156 | Powerhive | Nyamira |  | 235A |  |  | solar |  | 21 |  |  |  | 1010 | 202 |  |  |  |  | Powerhive |  | Private | GMG 1 | Powerhive | Operational | 2018
157 | Powerhive | Kisii |  | Site 218 |  |  | solar |  | 10 |  |  |  | 940 | 188 |  |  |  |  | Powerhive |  | Private | GMG 1 | Powerhive | Operational | 2018
158 | Powerhive | Kisii |  | Site 191 |  |  | solar |  | 33 |  |  |  | 980 | 196 |  |  |  |  | Powerhive |  | Private | GMG 1 | Powerhive | Operational | 2018
159 | Powerhive | Kisii |  | Site 185 |  |  | solar |  | 30 |  |  |  | 1070 | 214 |  |  |  |  | Powerhive |  | Private | GMG 1 | Powerhive | Operational | 2018
160 | Powerhive | Kisii |  | Site 179 |  |  | solar |  | 30 |  |  |  | 1015 | 203 |  |  |  |  | Powerhive |  | Private | GMG 1 | Powerhive | Operational | 2018
161 | Powerhive | Kisii |  | 154B |  |  | solar |  | 33 |  |  |  | 1000 | 200 |  |  |  |  | Powerhive |  | Private | GMG 1 | Powerhive | Operational | 2019
162 | Powerhive | Kisii |  | Site 128 |  |  | solar |  | 60 |  |  |  | 800 | 160 |  |  |  |  | Powerhive |  | Private | GMG 1 | Powerhive | Operational | 2020
163 | Powerhive | Kisii |  | Site 90 |  |  | solar |  | 30 |  |  |  | 1360 | 272 |  |  |  |  | Powerhive |  | Private | GMG 1 | Powerhive | Operational | 2018
164 | Kudura | Busia |  | Sidonge |  |  | solar |  | 8 |  |  |  | 750 | 150 |  |  |  |  | Kudura |  | Private | GMG1 | Kudura | Operational | 2014
165 | Kudura | Busia |  | Mudoriko, Bwiri A, & Bwiri B |  |  | solar |  | 44 |  |  |  | 1090 | 218 |  |  |  |  | Kudura |  | Private | GMG1 | Kudura | Operational | 2020
166 | Kudura | Busia |  | Mumbaka, Mukhondo & Mugonga |  |  | solar |  | 33 |  |  |  | 1150 | 230 |  |  |  |  | Kudura |  | Private | GMG1 | Kudura | Operational | 2020
167 | Kudura | Busia |  | Dirakho & Rukada |  |  | solar |  | 33 |  |  |  | 1410 | 282 |  |  |  |  | Kudura |  | Private | GMG1 | Kudura | Operational | 2020
168 | Kudura | Busia |  | Namagumba |  |  | solar |  | 16 |  |  |  | 780 | 156 |  |  |  |  | Kudura |  | Private | GMG1 | Kudura | Operational | 2020
169 | Kudura | Busia |  | Mukhwayo |  |  | solar |  | 33 |  |  |  | 1005 | 201 |  |  |  |  | Kudura |  | Private | GMG1 | Kudura | Operational | 2020
170 | Kudura | Busia |  | Makhurisi |  |  | solar |  | 16 |  |  |  | 485 | 97 |  |  |  |  | Kudura |  | Private | GMG1 | Kudura | Operational | 2020
171 | Kudura | Busia |  | Buyende |  |  | solar |  | 33 |  |  |  | 840 | 168 |  |  |  |  | Kudura |  | Private | GMG1 | Kudura | Operational | 2020
172 | Kudura | Busia |  | Mufumu |  |  | solar |  | 33 |  |  |  | 1040 | 208 |  |  |  |  | Kudura |  | Private | GMG1 | Kudura | Operational | 2020
173 | Kudura | Busia |  | Syamakhanga |  |  | solar |  | 16 |  |  |  | 570 | 114 |  |  |  |  | Kudura |  | Private | GMG1 | Kudura | Operational | 2020
174 | Kudura | Busia |  | Akadetewai |  |  | solar |  | 16 |  |  |  | 720 | 144 |  |  |  |  | Kudura |  | Private | GMG1 | Kudura | Operational | 2020
175 | Kudura | Busia |  | Abileng, Amukurat, Opwaka |  |  | solar |  | 17.995 |  |  |  | 3144.65 | 628.93 |  |  |  |  | Kudura |  | Private | GMG2 | Kudura | under development | 2021
176 | Kudura | Busia |  | Nyaranga |  |  | solar |  | 10.425 |  |  |  | 1827.35 | 365.47 |  |  |  |  | Kudura |  | Private | GMG2 | Kudura | under development | 2021
177 | Kudura | Busia |  | Namwichula |  |  | solar |  | 10.425 |  |  |  | 1828.05 | 365.61 |  |  |  |  | Kudura |  | Private | GMG2 | Kudura | under development | 2021
178 | Kudura | Busia |  | Bujwanga, Emukhuyu, Matsanza |  |  | solar |  | 21.435 |  |  |  | 3727.4 | 745.48 |  |  |  |  | Kudura |  | Private | GMG2 | Kudura | under development | 2021
179 | Kudura | Busia |  | Bulwani "Island" |  |  | solar |  | 7.37 |  |  |  | 1288.8 | 257.76 |  |  |  |  | Kudura |  | Private | GMG2 | Kudura | under development | 2021
180 | Kudura | Busia |  | Murende |  |  | solar |  | 6.83 |  |  |  | 1171.9 | 234.38 |  |  |  |  | Kudura |  | Private | GMG2 | Kudura | under development | 2021
181 | Kudura | Busia |  | Nyalaukot, Aburi A&B, Amairo A&B |  |  | solar |  | 7.825 |  |  |  | 1371.85 | 274.37 |  |  |  |  | Kudura |  | Private | GMG2 | Kudura | under development | 2021
182 | Kudura | Busia |  | Sibembe |  |  | solar |  | 5.705 |  |  |  | 1016.5 | 203.3 |  |  |  |  | Kudura |  | Private | GMG2 | Kudura | under development | 2021
183 | Kudura | Busia |  | Busia Hills |  |  | solar |  | 5.385 |  |  |  | 949.85 | 189.97 |  |  |  |  | Kudura |  | Private | GMG2 | Kudura | under development | 2021
184 | Kudura | Busia |  | Sumba Island |  |  | solar |  | 2.945 |  |  |  | 527.5 | 105.5 |  |  |  |  | Kudura |  | Private | GMG2 | Kudura | under development | 2021
185 | Kudura | Busia |  | Mulimani, Sibinga/Sikinga |  |  | solar |  | 6.455 |  |  |  | 1155.5 | 231.1 |  |  |  |  | Kudura |  | Private | GMG2 | Kudura | under development | 2021
186 | Kudura | Busia |  | Mungatsi, Ematsinde |  |  | solar |  | 6.1 |  |  |  | 1083.5 | 216.7 |  |  |  |  | Kudura |  | Private | GMG2 | Kudura | under development | 2021
187 | Kudura | Busia |  | Ojibo (& Ojibo North) |  |  | solar |  | 9.23 |  |  |  | 1627.4 | 325.48 |  |  |  |  | Kudura |  | Private | GMG2 | Kudura | under development | 2021
188 | Kudura | Busia |  | Buyayi |  |  | solar |  | 10.92 |  |  |  | 1911.1 | 382.22 |  |  |  |  | Kudura |  | Private | GMG2 | Kudura | under development | 2021
189 | Kudura | Busia |  | Kengatuny |  |  | solar |  | 5.225 |  |  |  | 922 | 184.4 |  |  |  |  | Kudura |  | Private | GMG2 | Kudura | under development | 2021
190 | Kudura | Busia |  | Busiada |  |  | solar |  | 5.175 |  |  |  | 927.4 | 185.48 |  |  |  |  | Kudura |  | Private | GMG2 | Kudura | under development | 2021
191 | Kudura | Busia |  | Kamosing, Akites |  |  | solar |  | 7.555 |  |  |  | 1372.2 | 274.44 |  |  |  |  | Kudura |  | Private | GMG2 | Kudura | under development | 2021
192 | Kudura | Busia |  | Esikoma |  |  | solar |  | 5.385 |  |  |  | 950.2 | 190.04 |  |  |  |  | Kudura |  | Private | GMG2 | Kudura | under development | 2021
193 | Kudura | Busia |  | Mundasi A, Mundasi B, Siamakondi |  |  | solar |  | 3.72 |  |  |  | 683.6 | 136.72 |  |  |  |  | Kudura |  | Private | GMG2 | Kudura | under development | 2021
194 | Kudura | Busia |  | Kamachar |  |  | solar |  | 14.2404 |  |  |  | 494.35 | 98.87 |  |  |  |  | Kudura |  | Private | GMG2 | Kudura | under development | 2021
195 | Kudura | Busia |  | Adamus, Atupur |  |  | solar |  | 10.315 |  |  |  | 1816.3 | 363.26 |  |  |  |  | Kudura |  | Private | GMG2 | Kudura | under development | 2021
196 | Kudura | Busia |  | Ikonzo B, Bukulumi |  |  | solar |  | 8.45 |  |  |  | 1516.9 | 303.38 |  |  |  |  | Kudura |  | Private | GMG2 | Kudura | under development | 2021
197 | Renewvia | HOMABAY |  | RINGITI ISLAND |  |  | Solar | ? |  |  |  |  | 750 | 150 |  |  |  |  | Renewvia |  | Private | GMG2 | Renewvia | Operating | 2019
198 | Renewvia | SIAYA |  | NDEDA ISLAND |  |  | Solar/Wind |  | 14 |  |  |  | 1500 | 300 |  |  |  |  | Renewvia |  | Private | GMG2 | Renewvia | Operating | 2019
199 | Renewvia | SIAYA |  | OYAMO |  |  | Solar |  | 12 |  |  |  | 725 | 145 |  |  |  |  | Renewvia |  | Private | GMG2 | Renewvia | Operating | 2021
200 | Renewvia | KAJIADO |  | OLKIRAMATIAN |  |  | Solar |  | 6 |  |  |  | 385 | 77 |  |  |  |  | Renewvia |  | Private | GMG2 | Renewvia | Operating | 2021
201 | Renewvia | TURKANA |  | KATIKO |  |  | Solar |  | 51 |  |  |  | 1830 | 366 |  |  |  |  | Renewvia |  | Private | GMG2 | Renewvia | under development | 2021
202 | Renewvia | TURKANA |  | LOMEKWI |  |  | Solar |  | 22 |  |  |  | 755 | 151 |  |  |  |  | Renewvia |  | Private | GMG2 | Renewvia | under development | 2021
203 | Renewvia | TURKANA |  | LORENGELUP |  |  | Solar |  | 17 |  |  |  | 630 | 126 |  |  |  |  | Renewvia |  | Private | GMG2 | Renewvia | under development | 2021
204 | Renewvia | TURKANA |  | LOCHEREMOIT |  |  | Solar |  | 37 |  |  |  | 1385 | 277 |  |  |  |  | Renewvia |  | Private | GMG2 | Renewvia | under development | 2021
205 | Renewvia | TURKANA |  | KANGITAN KORI |  |  | Solar |  | 22 |  |  |  | 735 | 147 |  |  |  |  | Renewvia |  | Private | GMG2 | Renewvia | under development | 2021
206 | Renewvia | TURKANA |  | KAPELBOK |  |  | Solar |  | 37 |  |  |  | 1310 | 262 |  |  |  |  | Renewvia |  | Private | GMG2 | Renewvia | under development | 2021
207 | Renewvia | TURKANA |  | NAKUKULAS |  |  | Solar |  | 37 |  |  |  | 1275 | 255 |  |  |  |  | Renewvia |  | Private | GMG2 | Renewvia | under development | 2021
208 | Kiwa Island | Homabay |  | Kiwa Island |  |  | Solar |  | 286 |  |  |  | 1000 | [5 empty] | Renewvia |  | Private | GMG2 | Renewvia Energy Company | Tariff Approved
209 | Ndeda Island | Siaya |  | Ndeda Island |  |  | Solar |  | 352 |  |  |  | 300 | [5 empty] | Renewvia |  | Private | GMG2 | Renewvia | Operational
210 | Oyamo Island | Siaya |  | Oyamo Island |  |  | Solar |  | 192 |  |  |  | 300 | [10 empty] | Tariff Approved
211 | Mageta Island | Siaya |  | Mageta Island |  |  | Solar |  | 347 |  |  |  | 2500 | [10 empty] | Tariff Approved
212 | Ngurunit | Marsabit |  | Ngurunit |  |  | Solar |  | 27/12 |  |  |  | 765 | 46 |  |  | 30 | 7 | [5 empty] | Pending Licensing requirements
213 | Kalobeyi Resident | Turkana |  | Kalobeyi Resident |  |  | Solar |  | 20/30 |  |  |  | 4958 | 1244 |  | 226 | 155 | [6 empty] | Tariff Approved
214 | Kalobeyi Settlement Scheme | Turkana |  | Kalobeyi Settlement Scheme |  |  | Solar |  | 60/10 |  |  |  | 3600 | 1000 | [9 empty] | Tariff Approved
215 | Remba Island (Homabay) | Homabay |  | Remba Island (Homabay) |  |  | Solar |  | 50 | [13 empty] | Dream Green Power | Tariff Approved
216 | Korr | Marsabit |  | Korr |  |  | Solar |  | 25 | [14 empty] | Pending resolving of land disputes
217 | Dukana | Marsabit |  | Dukana |  |  | Solar |  | 39.6 |  |  |  |  | 170 |  |  | 101 | 16 | Deutsche Gesellschaft für Internationale Zusammenarbeit (GIZ) GmbH |  |  |  | Nirav Agencies Limited | Pending Licensing requirements
218 | Iliret |  |  | Iliret |  |  | Solar |  | 25.4
219 | Kataboi | Turkana |  | Kataboi |  |  | Solar |  | 21.2 |  |  |  |  | 32 |  |  | 28 | 3 | [5 empty] | Tariff Approved
220 | Naduat |  |  | Naduat |  |  | Solar |  | 41.4 |  |  |  |  | 125 |  |  | 69 | [6 empty] | Tariff Approved
221 | Lorupe |  |  | Lorupe |  |  | Solar |  | 22 |  |  |  |  | 68 |  |  | 24 | 6 | [5 empty] | Tariff Approved
222 | Longech |  |  | Longech |  |  | Solar |  | 50.6 | [14 empty] | Tariff Approved
223 | Akadetawa | Busia |  | Akadetawa |  |  | Solar |  | 32 |  |  |  |  | 118 | [8 empty] | Kudura Power East Africa | Tariff Approved
224 | Buyende |  |  | Buyende |  |  | Solar |  | 55 |  |  |  |  | 183 | [9 empty] | Tariff Approved
225 | Dirakho and Rukada |  |  | Dirakho and Rukada |  |  | Solar |  | 55 |  |  |  |  | 262 | [9 empty] | Tariff Approved
226 | Makhuritsi |  |  | Makhuritsi |  |  | Solar |  | 33 |  |  |  |  | 262 | [9 empty] | Tariff Approved
227 | Mudoriko, Bwiri A and Bwiri B |  |  | Mudoriko, Bwiri A and Bwiri B |  |  | Solar |  | 67 |  |  |  |  | 282 | [9 empty] | Tariff Approved
228 | Mumbaka Mukhondo and Mugonga |  |  | Mumbaka Mukhondo and Mugonga |  |  | Solar |  | 50 |  |  |  |  | 175 | [9 empty] | Tariff Approved
229 | Mufumu |  |  | Mufumu |  |  | Solar |  | 55 |  |  |  |  | 210 | [9 empty] | Tariff Approved
230 | Mukhwayo |  |  | Mukhwayo |  |  | Solar |  | 50 |  |  |  |  | 161 | [9 empty] | Tariff Approved
231 | Namagumba |  |  | Namagumba |  |  | Solar |  | 15 |  |  |  |  | 105 | [9 empty] | Tariff Approved
232 | Syamakhanga |  |  | Syamakhanga |  |  | Solar |  | 33 |  |  |  |  | 100 | [9 empty] | Tariff Approved
233 | Boingoina | Kisii |  | Boingoina |  |  | Solar | [15 empty] | Power Hive East Africa/Cloverfield | Tariff Renewal Review
234 | Kebaracho | Kisii |  | Kebaracho |  |  | Solar | [6 empty] | 191 | [9 empty] | Tariff Renewal Review
235 | Bogeka | Kisii |  | Bogeka |  |  | Solar |  | 10 |  |  |  |  | 104 | [9 empty] | Tariff Renewal Review
236 | Kambi ya Nyang'au | Kisii |  | Kambi ya Nyang'au |  |  | Solar | [16 empty] | Tariff Renewal Review
237 | Mwamanwa | Kisii |  | Mwamanwa |  |  | Solar | [16 empty] | Tariff Renewal Review
238 | Saramba | Kisii |  | Saramba |  |  | Solar | [16 empty] | Tariff Renewal Review
239 | Bogetanga | Kisii |  | Bogetanga |  |  | Solar | [16 empty] | Tariff Renewal Review
240 | Nyataro | Kisii |  | Nyataro |  |  | Solar | [16 empty] | Tariff Renewal Review
241 | Gesabakwa | Kisii |  | Gesabakwa |  |  | Solar | [16 empty] | Tariff Renewal Review
242 | Samba | Kisii |  | Samba |  |  | Solar | [16 empty] | Tariff Renewal Review
243 | Nyataro | Kisii |  | Nyataro |  |  | Solar | [16 empty] | Tariff Renewal Review
244 | Boikanga | Kisii |  | Boikanga |  |  | Solar | [6 empty] | 165 | [9 empty] | Tariff Renewal Review
245 | Gekora | Kisii |  | Gekora |  |  | Solar | [16 empty] | Tariff Renewal Review
246 | Bochura | Nyamira |  | Bochura |  |  | Solar |  | 10 |  |  |  |  | 183 | [9 empty] | Tariff Renewal Review
247 | Kang'atotha | Turkana |  | Kang'atotha |  |  | Solar |  | 16/8 | [9 empty] | Deutsche Gesellschaft für Internationale Zusammenarbeit (GIZ) GmbH |  |  |  | Strauss Energy Limited | Pending Licensing requirements
248 | Nakurio | Turkana |  | Nakurio |  |  | Solar |  | 25.2/16 | [14 empty] | Pending Licensing requirements
249 | Katilia | Turkana |  | Katilia |  |  | Solar |  | 40/30 | [14 empty] | Pending Licensing requirements
250 | Unilever Tea Kenya | Kericho |  | Unilever Tea Kenya |  |  | Hydro |  |  |  | 2850/1700 | [11 empty] | PowerGen | Tariff Approved
251 | Talek Town | Narok |  | Talek Town |  |  | Solar |  | 40/10 |  |  |  |  | 200 |  |  |  |  | Deutsche Gesellschaft fuer Internationale Zusammenarbeit GmbH (GIZ) |  |  |  | Talek Power | Tariff Approved
252 | Hurri Hills | Marsabit |  | Hurri Hills |  |  | Solar | [15 empty] | SES Micro Grids | Tariff Approved
253 | Mwea Kiuria | Kirinyaga |  | Mwea Kiuria |  |  | Solar | [15 empty] | United Nations International Development Organisation (Unido) | Tariff Approved
254 | Laptrust | Nairobi |  | Laptrust |  |  | Solar | [15 empty] | Laptrust | Tariff Approved
255 | Tatu City | Nairobi |  | Tatu City |  |  | Solar |  | 2000/1000 | [13 empty] | Tatu City | Tariff Approved
256
257 | Kagwanja Hydroelectric Power Project | Murang'a |  | Kagwanja/Kamacharia |  |  | Small Hydropower |  |  |  | 0.75 | [7 empty] | Community |  | Community | Community | Community | Operational
258 | Kiangurwe Micro Hydro Power Project | Nyeri |  | Konyu |  |  | Small Hydropower |  |  |  | 100 | [7 empty] | Community |  | Community | Community | Community | Operational
259 | Mutuma Micro Hydro Power Project | Kirinyaga |  | Inoi |  |  | Small Hydropower |  |  |  | 0.9 | [7 empty] | Community |  | Community | Community | Community | Operational
260 | Rutui Micro Hydro Lighting Project | Kirinyaga |  | Kerugoya/Rutui |  |  | Small Hydropower |  |  |  | 60 |  |  | 35 |  |  |  |  | Community |  | Community | Community | Community | Operational
261 | Kathamba Self Help Group | Kirinyaga |  | Kerugoya/Kathamba |  |  | Small Hydropower |  |  |  | 1.2 |  |  | 50 |  |  |  |  | Community |  | Community | Community | Community | Operational | 2001
262 | Kibai Self Help Electricity Project | Kirinyaga |  | Rungeto |  |  | Small Hydropower |  | 1 |  | 1.5 | [7 empty] | Community |  | Community | Community | Community | Operational | 2009
263 | Ndiara Micro Hydroelectric | Murang'a |  | Gatanga |  |  | Small Hydropower |  |  |  | 7.5 | [7 empty] | Community |  | Community | Community | Community | Operational
264 | Thiba Micro Hydro Power | Kirinyaga |  | Kihumbuini |  |  | Small Hydropower |  |  |  | 132 |  |  | 600 |  |  |  |  | Community |  | Community | Community | Community | Operational
265 | Kiangima Kiangibu-Ini Hydro Power Project | Kirinyaga |  | Inoi |  |  | Small Hydropower |  |  |  | 60 |  |  | 76 |  |  |  |  | Community |  | Community | Community | Community | Operational
266 | Mutunguru United Mini Hydro | Meru |  | Igoji |  |  | Small Hydropower |  |  |  | 7800 |  |  | 300 |  | 300 | 1 | 7 | Community |  | Community | Community/MoE/REREC | Community | Operational
267 | Mujwa Catholic Parish Micro Hydro Power | Meru |  | Kiagu, Abothuguchi West |  |  | Small Hydropower |  |  |  | 60 | [7 empty] | Mujwa Catholic Parish |  | Mujwa Catholic Parish | Mujwa Catholic Parish | Mujwa Catholic Parish | Decommissioned
268 | Tungu Kabiri Micro Hydropower | Meru |  | Mbuiru, Ruguta |  |  | Small Hydropower |  |  |  | 14 | [7 empty] | Community |  | Community | MoE/Practical Action (formerly Intermediate Technology Development Group ITDG) and UNDP | Community | Operational | 2000
269 | Thima Micro Hydro Power Generating | Kirinyaga |  |  |  |  | Small Hydropower |  |  |  | 2.1 |  |  | 165 |  |  |  |  | Community |  | Community | Community | Community | Operational | 2001
270 | Ngewa Micro Hydroelectric Self Help | Kirinyaga |  |  |  |  | Small Hydropower |  |  |  | 15 | [7 empty] | Community |  | Community | Community | Community | Operational
271 | Ngerechi Micro Hydropower | Murang'a |  | Ngerechi, Mbugiti, Mwibiri |  |  | Small Hydropower |  |  |  | 22 |  |  | 120 |  |  |  |  | Community |  | Community | Community | Community | Operational
272 | Kangocho Micro Hydropower | Nyeri |  | Iria-ini |  |  | Small Hydropower |  |  |  | 1.1 | [7 empty] | Community |  | Community | Community | Community | Operational
273 | Gitugu Micro hydro | Murang'a |  | Njumbi |  |  | Small Hydropower |  |  |  | 50 | [7 empty] | Community |  | Community | Community | Community | Operational
274 | Kiawambogo Micro hydro | Murang'a |  | Rwathia |  |  | Small Hydropower |  |  |  | 25 | [7 empty] | Community |  | Community | Community | Community | Operational
275 | Kahinduini Micro Hydro Electricity project | Kirinyaga |  | Rwathia |  |  | Small Hydropower |  |  |  | 50 | [7 empty] | Community |  | Community | Community | Community | Operational
276 | Rugomo United Electricity Project | Meru |  | Nkuene/Mikumbune |  |  | Small Hydropower
277 | Mweru Micro Electricity Project | Meru |  | Mweru |  |  | Small Hydropower
278 | Ndurumo Hydro Electricity Power Project | Meru |  | Kathita |  |  | Small Hydropower | [6 empty] | 300 |  |  | 10 |  | Community |  | Community | GEF, Small Grants Programme and Community Co-financing | Community
279 | Rwambiti Muchungwa Electricity Women Group | Kirinyaga |  | Rwambiti |  |  | Small Hydropower |  |  |  | 132 |  |  | 86
280 | Gogo Falls | Migori |  | Gogo/Uriri, Kajulu II |  |  | Small Hydropower |  |  |  | 2000 |  | Grid connected | [5 empty] | Mining Company |  | Private | Private | Private |  | 1958
281 | James Finlay 1 | Kericho |  | Chepnyonyoi/ Kapkugerwet |  |  | Small Hydropower |  |  |  | 300 | [7 empty] | Tea Company |  | Private | Private | Private |  | 1934
282 | James Finlay 2 | Kericho |  | Chepnyonyoi/ Kapkugerwet |  |  | Small Hydropower |  |  |  | 400 | [7 empty] | Tea Company |  | Private | Private | Private |  | 1934
283 | James Finlay 3 | Kericho |  | Chepnyonyoi/ Kapkugerwet |  |  | Small Hydropower |  |  |  | 100 | [7 empty] | Tea Company |  | Private | Private | Private |  | 1980
284 | James Finlay 4 | Kericho |  | Chepnyonyoi/ Kapkugerwet |  |  | Small Hydropower |  |  |  | 300 | [7 empty] | Tea Company |  | Private | Private | Private |  | 1984
285 | James Finlay 5 | Kericho |  | Chepnyonyoi/ Kapkugerwet |  |  | Small Hydropower |  |  |  | 1100 | [7 empty] | Tea Company |  | Private | Private | Private |  | 1999
286 | Brooke Bond 1 (Jamji) | Kericho |  | Chagaik/Chaik/Kiptetan |  |  | Small Hydropower |  |  |  | 90 | [7 empty] | Tea Company |  | Private | Private | Private |  | Not Available
287 | Brooke Bond 2 (Chemosit) | Kericho |  | Chagaik/Chaik/Kiptetan |  |  | Small Hydropower |  |  |  | 100 | [7 empty] | Tea Company |  | Private | Private | Private |  | 1919
288 | Brooke Bond 3 (Tagabi) | Kericho |  | Chagaik/Chaik/Kiptetan |  |  | Small Hydropower |  |  |  | 180 | [7 empty] | Tea Company |  | Private | Private | Private |  | 1928 Rehabilitated 1990
289 | Brooke Bond 4 (Kerenga) | Kericho |  | Chagaik/Chaik/Kiptetan |  |  | Small Hydropower |  |  |  | 240 | [7 empty] | Tea Company |  | Private | Private | Private |  | 1932
290 | Savani | Nandi |  | Tinderet |  |  | Small Hydropower |  |  |  | 90 | [7 empty] | Eastern Produce |  | Private | Private | Private |  | 1927
291 | Diguna | [5 empty] | Small Hydropower |  |  |  | 400 | [7 empty] | Missionary |  | Private | Private | Private |  | 1997
292 | Tenwek | Bomet |  | Silibwet |  |  | Small Hydropower |  |  |  | 320 | [7 empty] | Missionary |  | Missionary | Missionary | Missionary |  | Not Available
293 | Imenti | Meru |  | Kathera |  |  | Small Hydropower |  |  |  | 900 | [7 empty] | KTDA |  | Public | Public | Public |  | 2009
294 | Ndula | Kiambu |  | Gatuanyaga/Ngoliba |  |  | Small Hydropower |  |  |  | 2000 | [7 empty] | KenGen |  | Public/Private | Public/Private | Public/Private |  | 1924
295 | Gikiria | Nyeri |  | GakinduWitima/Gikira |  |  | Small Hydropower |  |  |  | 514 | [7 empty] | Power Technology Solutions |  | Power Technology Solutions | Power Technology Solutions | Power Technology Solutions | Operational | 2016
296 | Gura | Nyeri |  | Iriani/Gathuti/Munyange |  |  | Small Hydropower |  |  |  | 5800 | [7 empty] | KTDA |  | Public | Public | KTDA | Operational | 2017
297 | MESCO | Murang'a |  | Mbiri |  |  | Small Hydropower |  |  |  | 380 |  |  | Grid Connected |  | Grid Connected | Grid Connected | Grid Connected | KenGen |  | Public/Private | Public/Private | Public/Private | Operational
298 | Selby Falls/Sosiani | Uasin Gishu |  | Kipkenyo/Kaptinga |  |  | Small Hydropower |  |  |  | 400 |  |  | Grid Connected |  | Grid Connected | Grid Connected | Grid Connected | KenGen |  | Public/Private | Public/Private | Public/Private | Operational
299 | Sagana Falls | Nyeri |  | Gatitu/Muruguru |  |  | Small Hydropower |  |  |  | 1500 |  |  | Grid Connected |  | Grid Connected | Grid Connected | Grid Connected | KenGen |  | Public/Private | Public/Private | Public/Private | Operational
300 | Tana 1 & 2 | Murang'a |  | Gikindu/Mirira |  |  | Small Hydropower |  |  |  | 4000 |  |  | Grid Connected |  | Grid Connected | Grid Connected | Grid Connected | KenGen |  | Public/Private | Public/Private | Public/Private | Operational | 2007
301 | Tana 3 | Murang'a |  | Gikindu/Mirira |  |  | Small Hydropower |  |  |  | 2400 |  |  | Grid Connected |  | Grid Connected | Grid Connected | Grid Connected | KenGen |  | Public/Private | Public/Private | Public/Private | Operational | 2009
302 | Tana 4 | Murang'a |  | Gikindu/Mirira |  |  | Small Hydropower |  |  |  | 4000 |  |  | Grid Connected |  | Grid Connected | Grid Connected | Grid Connected | KenGen |  | Public/Private | Public/Private | Public/Private | Operational | 2009
303 | Tana 5 | Murang'a |  | Gikindu/Mirira |  |  | Small Hydropower |  |  |  | 4000 |  |  | Grid Connected |  | Grid Connected | Grid Connected | Grid Connected | KenGen |  | Public/Private | Public/Private | Public/Private | Operational | 2009
304 | Wanjii 1 & 2 | Muranga |  | Gikindu/Kambirwa |  |  | Small Hydropower |  |  |  | 5400 |  |  | Grid Connected |  | Grid Connected | Grid Connected | Grid Connected | KenGen |  | Public/Private | Public/Private | Public/Private | Operational | 1952
305 | Wanjii 3 & 4 | Muranga |  | Gikindu/Kambirwa |  |  | Small Hydropower |  |  |  | 2000 |  |  | Grid Connected |  | Grid Connected | Grid Connected | Grid Connected | KenGen |  | Public/Private | Public/Private | Public/Private | Operational | 1952
306 | Angorangora (Kalemnyang) | Turkana |  | Loima/Lokipetot Areng |  |  | Solar | [5 empty] | 2220 |  |  | 444 |  | 23(street light) | GoK |  | Public | GoK/World Bank | REREC | Preconstruction Stage | Not Confirmed
307 | Chepropoi (Nakwamoru) | Turkana |  | Kaputir/Kainuk |  |  | Solar | [5 empty] | 1815 |  |  | 363 |  | 19 | GoK |  | Public | GoK/World Bank | REREC | Preconstruction Stage | Not Confirmed
308 | Kaaleng | Turkana |  | Kaaleng/Kaikor |  |  | Solar | [5 empty] | 2240 |  |  | 448 |  | 23 | GoK |  | Public | GoK/World Bank | REREC | Preconstruction Stage | Not Confirmed
309 | Kachoda | Turkana |  | Lapur |  |  | Solar | [5 empty] | 660 |  |  | 132 |  | 7 | GoK |  | Public | GoK/World Bank | REREC | Preconstruction Stage | Not Confirmed
310 | Kaikor | Turkana |  | Kaaleng/Kaikor/Loitanit |  |  | Solar | [5 empty] | 3115 |  |  | 623 |  | 32 | GoK |  | Public | GoK/World Bank | REREC | Preconstruction Stage | Not Confirmed
311 | Kalokol | Turkana |  | Kalokol |  |  | Solar | [5 empty] | 9185 |  |  | 1837 |  | 93 | GoK |  | Public | GoK/World Bank | REREC | Preconstruction Stage | Not Confirmed
312 | Kanakurudio | Turkana |  | Kaeris/Kanakurudio |  |  | Solar | [5 empty] | 1260 |  |  | 252 |  | 13 | GoK |  | Public | GoK/World Bank | REREC | Preconstruction Stage | Not Confirmed
313 | Kapedo | Turkana |  | Kapedo/Napeito M |  |  | Solar | [5 empty] | 3325 |  |  | 665 |  | 34 | GoK |  | Public | GoK/World Bank | REREC | Preconstruction Stage | Not Confirmed
314 | Kibish | Turkana |  | Kibish |  |  | Solar | [5 empty] | 1820 |  |  | 364 |  | 19 | GoK |  | Public | GoK/World Bank | REREC | Preconstruction Stage | Not Confirmed
315 | Kokuro | Turkana |  | Kibish/Loruth |  |  | Solar | [5 empty] | 1630 |  |  | 326 |  | 17 | GoK |  | Public | GoK/World Bank | REREC | Preconstruction Stage | Not Confirmed
316 | Lobei | Turkana |  | Loiya (Loya)/Kotaruk/Lobei |  |  | Solar | [5 empty] | 880 |  |  | 176 |  | 10 | GoK |  | Public | GoK/World Bank | REREC | Preconstruction Stage | Not Confirmed
317 | Lochwangamatak | Turkana |  | Lokichar/Lochwangamatak |  |  | Solar | [5 empty] | 1760 |  |  | 352 |  | 19 | GoK |  | Public | GoK/World Bank | REREC | Preconstruction Stage | Not Confirmed
318 | Lokariwon | Turkana |  | Lokichoggio/Nadapal |  |  | Solar | [5 empty] | 705 |  |  | 141 |  | 8 | GoK |  | Public | GoK/World Bank | REREC | Preconstruction Stage | Not Confirmed
319 | Lomekwi | Turkana |  | Lokitaung/Kataboi |  |  | Solar | [5 empty] | 605 |  |  | 121 |  | 7 | GoK |  | Public | GoK/World Bank | REREC | Preconstruction Stage | Not Confirmed
320 | Lorengippi | Turkana |  | Lorengippi |  |  | Solar | [5 empty] | 1565 |  |  | 313 |  | 16 | GoK |  | Public | GoK/World Bank | REREC | Preconstruction Stage | Not Confirmed
321 | Lotubae | Turkana |  | Lokori/Kochodin |  |  | Solar | [5 empty] | 2670 |  |  | 534 |  | 27 | GoK |  | Public | GoK/World Bank | REREC | Preconstruction Stage | Not Confirmed
322 | Milima Tatu | Turkana |  | Kaaleng/Kaikor |  |  | Solar | [5 empty] | 1455 |  |  | 291 |  | 15 | GoK |  | Public | GoK/World Bank | REREC | Preconstruction Stage | Not Confirmed
323 | Morulem | Turkana |  | Katilia/Morulem |  |  | Solar | [5 empty] | 2535 |  |  | 507 |  | 26 | GoK |  | Public | GoK/World Bank | REREC | Preconstruction Stage | Not Confirmed
324 | Nachukui | Turkana |  | Lake Zone |  |  | Solar | [5 empty] | 1850 |  |  | 370 |  | 20 | GoK |  | Public | GoK/World Bank | REREC | Preconstruction Stage | Not Confirmed
325 | Naipa | Turkana |  | Lobei/Koratuk |  |  | Solar | [5 empty] | 1050 |  |  | 210 |  | 11 | GoK |  | Public | GoK/World Bank | REREC | Preconstruction Stage | Not Confirmed
326 | Namukuse | Turkana |  | Lake Zone |  |  | Solar | [5 empty] | 2315 |  |  | 463 |  | 24 | GoK |  | Public | GoK/World Bank | REREC | Preconstruction Stage | Not Confirmed
327 | Napusimoru | Turkana |  | Lokichar |  |  | Solar | [5 empty] | 1995 |  |  | 399 |  | 21 | GoK |  | Public | GoK/World Bank | REREC | Preconstruction Stage | Not Confirmed
328 | Naremit | Turkana |  | Lobei/Koratuk |  |  | Solar | [5 empty] | 2160 |  |  | 432 |  | 22 | GoK |  | Public | GoK/World Bank | REREC | Preconstruction Stage | Not Confirmed
329 | Gatab | Marsabit |  | Loiyangalani |  |  | Solar | [5 empty] | 1690 |  |  | 338 |  | 18 | GoK |  | Public | GoK/World Bank | REREC | Preconstruction Stage | Not Confirmed
330 | Dirdima | Marsabit |  | Golbo |  |  | Solar | [5 empty] | 425 |  |  | 85 |  | 5 | GoK |  | Public | GoK/World Bank | REREC | Preconstruction Stage | Not Confirmed
331 | Namarei | Marsabit |  | Korr/Ngurunit |  |  | Solar | [5 empty] | 500 |  |  | 100 |  | 6 | GoK |  | Public | GoK/World Bank | REREC | Preconstruction Stage | Not Confirmed
332 | El Beso | Marsabit |  | North horr |  |  | Solar | [5 empty] | 345 |  |  | 69 |  | 4 | GoK |  | Public | GoK/World Bank | REREC | Preconstruction Stage | Not Confirmed
333 | El Bor | Marsabit |  | Uran |  |  | Solar | [5 empty] | 1295 |  |  | 259 |  | 12.95 | GoK |  | Public | GoK/World Bank | REREC | Preconstruction Stage | Not Confirmed
334 | Kargi | Marsabit |  | Kargi/South horr |  |  | Solar | [5 empty] | 3100 |  |  | 620 |  | 32 | GoK |  | Public | GoK/World Bank | REREC | Preconstruction Stage | Not Confirmed
335 | Bubisa | Marsabit |  | Turbi/Bubisa |  |  | Solar | [5 empty] | 2660 |  |  | 532 |  | 28 | GoK |  | Public | GoK/World Bank | REREC | Preconstruction Stage | Not Confirmed
336 | Loiyangalani | Marsabit |  | Loiyangalani |  |  | Solar | [5 empty] | 6050 |  |  | 1210 |  | 62 | GoK |  | Public | GoK/World Bank | REREC | Preconstruction Stage | Not Confirmed
337 | Bori | Marsabit |  | Butiye |  |  | Solar | [5 empty] | 1800 |  |  | 360 |  | 19 | GoK |  | Public | GoK/World Bank | REREC | Preconstruction Stage | Not Confirmed
338 | El Gadhe | Marsabit |  | Maikona |  |  | Solar | [5 empty] | 1275 |  |  | 255 |  | 13 | GoK |  | Public | GoK/World Bank | REREC | Preconstruction Stage | Not Confirmed
339 | Shurr | Marsabit |  | Turbi/Bubisa |  |  | Solar | [5 empty] | 2260 |  |  | 452 |  | 23 | GoK |  | Public | GoK/World Bank | REREC | Preconstruction Stage | Not Confirmed
340 | Forolle | Marsabit |  | Maikona |  |  | Solar | [5 empty] | 1980 |  |  | 396 |  | 21 | GoK |  | Public | GoK/World Bank | REREC | Preconstruction Stage | Not Confirmed
341 | Gas | Marsabit |  | North horr |  |  | Solar | [5 empty] | 610 |  |  | 122 |  | 7 | GoK |  | Public | GoK/World Bank | REREC | Preconstruction Stage | Not Confirmed
342 | Qorqa | Marsabit |  | North horr |  |  | Solar | [5 empty] | 435 |  |  | 87 |  | 5 | GoK |  | Public | GoK/World Bank | REREC | Preconstruction Stage | Not Confirmed
343 | South Horr | Marsabit |  | Kargi/South horr |  |  | Solar | [5 empty] | 0 | [11 empty] | Not Confirmed
344 | Latakweny | Samburu |  | Latakweny |  |  | Solar | [5 empty] | 1005 |  |  | 201 |  | 11 | GoK |  | Public | GoK/World Bank | REREC | Preconstruction Stage | Not Confirmed
345 | Lodungokwe | Samburu |  | Lodungokwe |  |  | Solar | [5 empty] | 1445 |  |  | 289 |  | 15 | GoK |  | Public | GoK/World Bank | REREC | Preconstruction Stage | Not Confirmed
346 | Suraadoro | Samburu |  | Suraadoru |  |  | Solar | [5 empty] | 1675 |  |  | 335 |  | 18 | GoK |  | Public | GoK/World Bank | REREC | Preconstruction Stage | Not Confirmed
347 | South Horr | Samburu |  | South Horr |  |  | Solar | [5 empty] | 2680 |  |  | 536 |  | 28 | GoK |  | Public | GoK/World Bank | REREC | Preconstruction Stage | Not Confirmed
348 | Barsaloi | Samburu |  | Barsaloi |  |  | Solar | [5 empty] | 2330 |  |  | 466 |  | 24 | GoK |  | Public | GoK/World Bank | REREC | Preconstruction Stage | Not Confirmed
349 | Opiroi | Samburu |  |  |  |  | Solar | [5 empty] | 950 |  |  | 190 |  | 10 | GoK |  | Public | GoK/World Bank | REREC | Preconstruction Stage | Not Confirmed
350 | Kirimon | Samburu |  | Kirimon |  |  | Solar | [5 empty] | 1840 |  |  | 368 |  | 19 | GoK |  | Public | GoK/World Bank | REREC | Preconstruction Stage | Not Confirmed
351 | Ngurnit | Samburu |  |  |  |  | Solar | [5 empty] | 1635 |  |  | 327 |  | 17 | GoK |  | Public | GoK/World Bank | REREC | Preconstruction Stage | Not Confirmed
352 | Tuum | Samburu |  | Tuum |  |  | Solar | [5 empty] | 2375 |  |  | 475 |  | 25 | GoK |  | Public | GoK/World Bank | REREC | Preconstruction Stage | Not Confirmed
353 | Sereolipi | Samburu |  | Sereolipi |  |  | Solar | [5 empty] | 3495 |  |  | 699 |  | 36 | GoK |  | Public | GoK/World Bank | REREC | Preconstruction Stage | Not Confirmed
354 | Eras Ha Boru | Isiolo |  | Sericho |  |  | Solar | [5 empty] | 3185 |  |  | 637 |  | 33 | GoK |  | Public | GoK/World Bank | REREC | Preconstruction Stage | Not Confirmed
355 | Garfasa | Isiolo |  | Garbatulla |  |  | Solar | [5 empty] | 3240 |  |  | 648 |  | 33 | GoK |  | Public | GoK/World Bank | REREC | Preconstruction Stage | Not Confirmed
356 | Athibohol | Isiolo |  | Cherrab |  |  | Solar | [5 empty] | 2765 |  |  | 553 |  | 28 | GoK |  | Public | GoK/World Bank | REREC | Preconstruction Stage | Not Confirmed
357 | Badana | Isiolo |  | Sericho |  |  | Solar | [5 empty] | 1315 |  |  | 263 |  | 14 | GoK |  | Public | GoK/World Bank | REREC | Preconstruction Stage | Not Confirmed
358 | Kipsing | Isiolo |  | Oldonyiro |  |  | Solar | [5 empty] | 1635 |  |  | 327 |  | 17 | GoK |  | Public | GoK/World Bank | REREC | Preconstruction Stage | Not Confirmed
359 | Kombolla | Isiolo |  | Garbatulla |  |  | Solar | [5 empty] | 1000 |  |  | 200 |  | 11 | GoK |  | Public | GoK/World Bank | REREC | Preconstruction Stage | Not Confirmed
360 | Rapsu | Isiolo |  | Kinna |  |  | Solar | [5 empty] | 1135 |  |  | 227 |  | 12 | GoK |  | Public | GoK/World Bank | REREC | Preconstruction Stage | Not Confirmed
361 | Bassa | Isiolo |  | Cherrab |  |  | Solar | [5 empty] | 2620 |  |  | 524 |  | 27 | GoK |  | Public | GoK/World Bank | REREC | Preconstruction Stage | Not Confirmed
362 | Malkadaka | Isiolo |  | Garbatulla |  |  | Solar | [5 empty] | 1145 |  |  | 229 |  | 12 | GoK |  | Public | GoK/World Bank | REREC | Preconstruction Stage | Not Confirmed
363 | Oldonyiro | Isiolo |  | N/A |  |  | Solar | [5 empty] | 1735 |  |  | 347 |  | 19 | GoK |  | Public | GoK/World Bank | REREC | Preconstruction Stage | Not Confirmed
364 | Malkaghala | Isiolo |  | Cherrab |  |  | Solar | [5 empty] | 1305 |  |  | 261 |  | 14 | GoK |  | Public | GoK/World Bank | REREC | Preconstruction Stage | Not Confirmed
365 | Leparua | Isiolo |  | Burat |  |  | Solar | [5 empty] | 1350 |  |  | 270 |  | 14 | GoK |  | Public | GoK/World Bank | REREC | Preconstruction Stage | Not Confirmed
366 | Malkamari | Mandera |  | Malkamari |  |  | Solar | [5 empty] | 2310 |  |  | 462 |  | 24 | GoK |  | Public | GoK/World Bank | KPLC | Preconstruction Stage | Not Confirmed
367 | Suke Lantifa | Mandera |  | Ashabito |  |  | Solar | [5 empty] | 485 |  |  | 97 |  | 6 | GoK |  | Public | GoK/World Bank | KPLC | Preconstruction Stage | Not Confirmed
368 | Elele | Mandera |  | Wargadud |  |  | Solar | [5 empty] | 1570 |  |  | 314 |  | 16 | GoK |  | Public | GoK/World Bank | KPLC | Preconstruction Stage | Not Confirmed
369 | Goljo | Mandera |  | Derkhale |  |  | Solar | [5 empty] | 660 |  |  | 132 |  | 7 | GoK |  | Public | GoK/World Bank | KPLC | Preconstruction Stage | Not Confirmed
370 | Eymole | Mandera |  | Kiliweheri |  |  | Solar | [5 empty] | 3905 |  |  | 781 |  | 40 | GoK |  | Public | GoK/World Bank | KPLC | Preconstruction Stage | Not Confirmed
371 | Guba | Mandera |  | Guba |  |  | Solar | [5 empty] | 2710 |  |  | 542 |  | 28 | GoK |  | Public | GoK/World Bank | KPLC | Preconstruction Stage | Not Confirmed
372 | Guticha | Mandera |  | Guticha |  |  | Solar | [5 empty] | 2385 |  |  | 477 |  | 25 | GoK |  | Public | GoK/World Bank | KPLC | Preconstruction Stage | Not Confirmed
373 | Garsey | Mandera |  | Rhamu Dimtu |  |  | Solar | [5 empty] | 1295 |  |  | 259 |  | 14 | GoK |  | Public | GoK/World Bank | KPLC | Preconstruction Stage | Not Confirmed
374 | Gumbiso | Mandera |  | Libehiya |  |  | Solar | [5 empty] | 1825 |  |  | 365 |  | 19 | GoK |  | Public | GoK/World Bank | KPLC | Preconstruction Stage | Not Confirmed
375 | Nyatalio | Mandera |  | Kutulo |  |  | Solar | [5 empty] | 660 |  |  | 132 |  | 7 | GoK |  | Public | GoK/World Bank | KPLC | Preconstruction Stage | Not Confirmed
376 | Libehiya | Mandera |  | Libehiya |  |  | Solar | [5 empty] | 3140 |  |  | 628 |  | 32 | GoK |  | Public | GoK/World Bank | KPLC | Preconstruction Stage | Not Confirmed
377 | Fino | Mandera |  | Fino |  |  | Solar | [5 empty] | 3005 |  |  | 601 |  | 31 | GoK |  | Public | GoK/World Bank | KPLC | Preconstruction Stage | Not Confirmed
378 | Lulis | Mandera |  | Banisa |  |  | Solar | [5 empty] | 3200 |  |  | 640 |  | 33 | GoK |  | Public | GoK/World Bank | KPLC | Preconstruction Stage | Not Confirmed
379 | Qalangalesa | Mandera |  | Shimbir Fatuma |  |  | Solar | [5 empty] | 1095 |  |  | 219 |  | 12 | GoK |  | Public | GoK/World Bank | KPLC | Preconstruction Stage | Not Confirmed
380 | Waranqara | Mandera |  | Waranqara |  |  | Solar | [5 empty] | 2270 |  |  | 454 |  | 24 | GoK |  | Public | GoK/World Bank | KPLC | Preconstruction Stage | Not Confirmed
381 | Sake | Mandera |  | Gither |  |  | Solar | [5 empty] | 3180 |  |  | 636 |  | 32 | GoK |  | Public | GoK/World Bank | KPLC | Preconstruction Stage | Not Confirmed
382 | Sarohindi | Mandera |  | Arabia |  |  | Solar | [5 empty] | 1155 |  |  | 231 |  | 12 | GoK |  | Public | GoK/World Bank | KPLC | Preconstruction Stage | Not Confirmed
383 | Bambo | Mandera |  | Waranqara |  |  | Solar | [5 empty] | 2585 |  |  | 517 |  | 27 | GoK |  | Public | GoK/World Bank | KPLC | Preconstruction Stage | Not Confirmed
384 | Arda Hallo | Mandera |  | Takaba |  |  | Solar | [5 empty] | 1105 |  |  | 221 |  | 12 | GoK |  | Public | GoK/World Bank | KPLC | Preconstruction Stage | Not Confirmed
385 | Kubi Halo | Mandera |  | Dandu |  |  | Solar | [5 empty] | 880 |  |  | 176 |  | 10 | GoK |  | Public | GoK/World Bank | KPLC | Preconstruction Stage | Not Confirmed
386 | Kabo | Mandera |  | Lafey |  |  | Solar | [5 empty] | 525 |  |  | 105 |  | 6 | GoK |  | Public | GoK/World Bank | KPLC | Preconstruction Stage | Not Confirmed
387 | Fincharo | Mandera |  | Shimbir Fatuma |  |  | Solar | [5 empty] | 3010 |  |  | 602 |  | 31 | GoK |  | Public | GoK/World Bank | KPLC | Preconstruction Stage | Not Confirmed
388 | Elram | Mandera |  | Kutulo |  |  | Solar | [5 empty] | 825 |  |  | 165 |  | 9 | GoK |  | Public | GoK/World Bank | KPLC | Preconstruction Stage | Not Confirmed
389 | Qofole | Mandera |  | Dandu |  |  | Solar | [5 empty] | 3065 |  |  | 613 |  | 32 | GoK |  | Public | GoK/World Bank | KPLC | Preconstruction Stage | Not Confirmed
390 | Shirshir | Mandera |  | Guticha |  |  | Solar | [5 empty] | 1280 |  |  | 256 |  | 13 | GoK |  | Public | GoK/World Bank | KPLC | Preconstruction Stage | Not Confirmed
391 | Olla | Mandera |  | Olla |  |  | Solar | [5 empty] | 3680 |  |  | 736 |  | 38 | GoK |  | Public | GoK/World Bank | KPLC | Preconstruction Stage | Not Confirmed
392 | Omar Jillow | Mandera |  | Arabia |  |  | Solar | [5 empty] | 790 |  |  | 158 |  | 8 | GoK |  | Public | GoK/World Bank | KPLC | Preconstruction Stage | Not Confirmed
393 | Gither | Mandera |  | Gither |  |  | Solar | [5 empty] | 5470 |  |  | 1094 |  | 55 | GoK |  | Public | GoK/World Bank | KPLC | Preconstruction Stage | Not Confirmed
394 | Elgolicha | Mandera |  | Elwak North |  |  | Solar | [5 empty] | 800 |  |  | 160 |  | 8 | GoK |  | Public | GoK/World Bank | KPLC | Preconstruction Stage | Not Confirmed
395 | Burder | Wajir |  | Burder |  |  | Solar | [5 empty] | 3790 |  |  | 758 |  | 39 | GoK |  | Public | GoK/World Bank | KPLC | Preconstruction Stage | Not Confirmed
396 | Dambas | Wajir |  | Dambas |  |  | Solar | [5 empty] | 3125 |  |  | 625 |  | 32 | GoK |  | Public | GoK/World Bank | KPLC | Preconstruction Stage | Not Confirmed
397 | Meeri | Wajir |  | habasweyn |  |  | Solar | [5 empty] | 2360 |  |  | 472 |  | 24 | GoK |  | Public | GoK/World Bank | KPLC | Preconstruction Stage | Not Confirmed
398 | Ibrahim Urey | Wajir |  | ibrahim urey |  |  | Solar | [5 empty] | 1185 |  |  | 237 |  | 13 | GoK |  | Public | GoK/World Bank | KPLC | Preconstruction Stage | Not Confirmed
399 | Sabuli | Wajir |  | banane |  |  | Solar | [5 empty] | 4040 |  |  | 808 |  | 41 | GoK |  | Public | GoK/World Bank | KPLC | Preconstruction Stage | Not Confirmed
400 | Wajir Bor | Wajir |  | khorof harar |  |  | Solar | [5 empty] | 2215 |  |  | 443 |  | 23 | GoK |  | Public | GoK/World Bank | KPLC | Preconstruction Stage | Not Confirmed
401 | Diff | Wajir |  | diif |  |  | Solar | [5 empty] | 6370 |  |  | 1274 |  | 65 | GoK |  | Public | GoK/World Bank | KPLC | Preconstruction Stage | Not Confirmed
402 | Kajaja Two East | Wajir |  | Kajaja |  |  | Solar | [5 empty] | 1830 |  |  | 366 |  | 19 | GoK |  | Public | GoK/World Bank | KPLC | Preconstruction Stage | Not Confirmed
403 | Qudama | Wajir |  | danaba |  |  | Solar | [5 empty] | 520 |  |  | 104 |  | 6 | GoK |  | Public | GoK/World Bank | KPLC | Preconstruction Stage | Not Confirmed
404 | Barmishi | Wajir |  | Barmish |  |  | Solar | [5 empty] | 1720 |  |  | 344 |  | 18 | GoK |  | Public | GoK/World Bank | KPLC | Preconstruction Stage | Not Confirmed
405 | Qara | Wajir |  | Arbajahan |  |  | Solar | [5 empty] | 1105 |  |  | 221 |  | 12 | GoK |  | Public | GoK/World Bank | KPLC | Preconstruction Stage | Not Confirmed
406 | Koton | Wajir |  | khorof harar |  |  | Solar | [5 empty] | 1340 |  |  | 268 |  | 14 | GoK |  | Public | GoK/World Bank | KPLC | Preconstruction Stage | Not Confirmed
407 | Dasheeg East | Wajir |  | Dasheeg |  |  | Solar | [5 empty] | 2130 |  |  | 426 |  | 22 | GoK |  | Public | GoK/World Bank | KPLC | Preconstruction Stage | Not Confirmed
408 | Daaful(South) | Wajir |  | banane |  |  | Solar | [5 empty] | 4775 |  |  | 955 |  | 49 | GoK |  | Public | GoK/World Bank | KPLC | Preconstruction Stage | Not Confirmed
409 | Garse Qof | Wajir |  | Arbajahan |  |  | Solar | [5 empty] | 2035 |  |  | 407 |  | 21 | GoK |  | Public | GoK/World Bank | KPLC | Preconstruction Stage | Not Confirmed
410 | Arbajahan | Wajir |  | Arbajahan |  |  | Solar | [5 empty] | 4175 |  |  | 835 |  | 43 | GoK |  | Public | GoK/World Bank | KPLC | Preconstruction Stage | Not Confirmed
411 | Boji Garas | Wajir |  | khorof harar |  |  | Solar | [5 empty] | 995 |  |  | 199 |  | 11 | GoK |  | Public | GoK/World Bank | KPLC | Preconstruction Stage | Not Confirmed
412 | Mansa Tc | Wajir |  | Mansa |  |  | Solar | [5 empty] | 1865 |  |  | 373 |  | 20 | GoK |  | Public | GoK/World Bank | KPLC | Preconstruction Stage | Not Confirmed
413 | Jowhar | Wajir |  | Jowhar |  |  | Solar | [5 empty] | 1670 |  |  | 334 |  | 17 | GoK |  | Public | GoK/World Bank | KPLC | Preconstruction Stage | Not Confirmed
414 | Ajawa | Wajir |  | danaba |  |  | Solar | [5 empty] | 1845 |  |  | 369 |  | 19 | GoK |  | Public | GoK/World Bank | KPLC | Preconstruction Stage | Not Confirmed
415 | Danaba2 | Wajir |  | danaba |  |  | Solar | [5 empty] | 1805 |  |  | 361 |  | 19 | GoK |  | Public | GoK/World Bank | KPLC | Preconstruction Stage | Not Confirmed
416 | Lagboghol Mkt | Wajir |  | lagboghol |  |  | Solar | [5 empty] | 6760 |  |  | 1352 |  | 69 | GoK |  | Public | GoK/World Bank | KPLC | Preconstruction Stage | Not Confirmed
417 | Athibohol | Wajir |  | Dadajabula |  |  | Solar | [5 empty] | 2170 |  |  | 434 |  | 15 | GoK |  | Public | GoK/World Bank | KPLC | Preconstruction Stage | Not Confirmed
418 | Dadajabula | Wajir |  | Athibohol |  |  | Solar | [5 empty] | 5065 |  |  | 1013 |  | 52 | GoK |  | Public | GoK/World Bank | KPLC | Preconstruction Stage | Not Confirmed
419 | Ogorale | Wajir |  | Ogarale |  |  | Solar | [5 empty] | 1510 |  |  | 302 |  | 16 | GoK |  | Public | GoK/World Bank | KPLC | Preconstruction Stage | Not Confirmed
420 | Gagaba | Garissa |  | Gagaba |  |  | Solar | [5 empty] | 2685 |  |  | 537 |  | 28 | GoK |  | Public | GoK/World Bank | KPLC | Preconstruction Stage | Not Confirmed
421 | Dujis | Garissa |  | Dujis |  |  | Solar | [5 empty] | 2360 |  |  | 472 |  | 24 | GoK |  | Public | GoK/World Bank | KPLC | Preconstruction Stage | Not Confirmed
422 | Kumahumato | Garissa |  | Kumahumato |  |  | Solar | [5 empty] | 1235 |  |  | 247 |  | 13 | GoK |  | Public | GoK/World Bank | KPLC | Preconstruction Stage | Not Confirmed
423 | Madahgisi | Garissa |  | Madahgisi |  |  | Solar | [5 empty] | 1810 |  |  | 362 |  | 19 | GoK |  | Public | GoK/World Bank | KPLC | Preconstruction Stage | Not Confirmed
424 | Welhar | Garissa |  | Welhar |  |  | Solar | [5 empty] | 2285 |  |  | 457 |  | 24 | GoK |  | Public | GoK/World Bank | KPLC | Preconstruction Stage | Not Confirmed
425 | Maalimin | Garissa |  | Maalim |  |  | Solar | [5 empty] | 2330 |  |  | 466 |  | 24 | GoK |  | Public | GoK/World Bank | KPLC | Preconstruction Stage | Not Confirmed
426 | Dertu | Garissa |  | Dertu |  |  | Solar | [5 empty] | 4485 |  |  | 897 |  | 46 | GoK |  | Public | GoK/World Bank | KPLC | Preconstruction Stage | Not Confirmed
427 | Handaro | Garissa |  | Handaro |  |  | Solar | [5 empty] | 985 |  |  | 197 |  | 11 | GoK |  | Public | GoK/World Bank | KPLC | Preconstruction Stage | Not Confirmed
428 | Shantabak | Garissa |  | Shantabak |  |  | Solar | [5 empty] | 4690 |  |  | 938 |  | 48 | GoK |  | Public | GoK/World Bank | KPLC | Preconstruction Stage | Not Confirmed
429 | Hamey | Garissa |  | Hamey |  |  | Solar | [5 empty] | 1115 |  |  | 223 |  | 12 | GoK |  | Public | GoK/World Bank | KPLC | Preconstruction Stage | Not Confirmed
430 | Abakaile | Garissa |  | Abakaile |  |  | Solar | [5 empty] | 1135 |  |  | 227 |  | 12 | GoK |  | Public | GoK/World Bank | KPLC | Preconstruction Stage | Not Confirmed
431 | Ijara Town | Garissa |  | Ijara Town |  |  | Solar | [5 empty] | 3790 |  |  | 758 |  | 39 | GoK |  | Public | GoK/World Bank | KPLC | Preconstruction Stage | Not Confirmed
432 | Kulan | Garissa |  | Kulan |  |  | Solar | [5 empty] | 2070 |  |  | 414 |  | 22 | GoK |  | Public | GoK/World Bank | KPLC | Preconstruction Stage | Not Confirmed
433 | Garufa | Garissa |  | Garufa |  |  | Solar | [5 empty] | 3285 |  |  | 657 |  | 34 | GoK |  | Public | GoK/World Bank | KPLC | Preconstruction Stage | Not Confirmed
434 | Damajaley | Garissa |  | Damajaley |  |  | Solar | [5 empty] | 1645 |  |  | 329 |  | 17 | GoK |  | Public | GoK/World Bank | KPLC | Preconstruction Stage | Not Confirmed
435 | Gababa | Garissa |  | Gababa |  |  | Solar | [5 empty] | 805 |  |  | 161 |  | 9 | GoK |  | Public | GoK/World Bank | KPLC | Preconstruction Stage | Not Confirmed
436 | Ali Kune | Garissa |  | Ali Kune |  |  | Solar | [5 empty] | 1415 |  |  | 283 |  | 15 | GoK |  | Public | GoK/World Bank | KPLC | Preconstruction Stage | Not Confirmed
437 | Kotile | Garissa |  | Kotile |  |  | Solar | [5 empty] | 830 |  |  | 166 |  | 9 | GoK |  | Public | GoK/World Bank | KPLC | Preconstruction Stage | Not Confirmed
438 | Mkokoni | Lamu |  | Kiunga/Mkokoni |  |  | Solar | [5 empty] | 1255 |  |  | 251 |  | 13 | GoK |  | Public | GoK/World Bank | KPLC | Preconstruction Stage | Not Confirmed
439 | Kiwayu | Lamu |  | Kiunga/Kiwayu |  |  | Solar | [5 empty] | 825 |  |  | 165 |  | 9 | GoK |  | Public | GoK/World Bank | KPLC | Preconstruction Stage | Not Confirmed
440 | Ndau Island | Lamu |  | Kiunga/Ndau |  |  | Solar | [5 empty] | 1115 |  |  | 223 |  | 12 | GoK |  | Public | GoK/World Bank | KPLC | Preconstruction Stage | Not Confirmed
441 | Mbalambala/ asako | Tana River |  | Madogo Ward |  |  | Solar | [5 empty] | 1610 |  |  | 322 |  | 17 | GoK |  | Public | GoK/World Bank | KPLC | Preconstruction Stage | Not Confirmed
442 | Kitere | Tana River |  | Garsen North Ward |  |  | Solar | [5 empty] | 1160 |  |  | 232 |  | 13 | GoK |  | Public | GoK/World Bank | KPLC | Preconstruction Stage | Not Confirmed
443 | Charindede | Tana River |  | Chewele Ward |  |  | Solar | [5 empty] | 3550 |  |  | 710 |  | 37 | GoK |  | Public | GoK/World Bank | KPLC | Preconstruction Stage | Not Confirmed
444 | Munguvuenikinyadu | Tana River |  | Garsen North Ward |  |  | Solar | [5 empty] | 1020 |  |  | 204 |  | 11 | GoK |  | Public | GoK/World Bank | KPLC | Preconstruction Stage | Not Confirmed
445 | Nanighi | Tana River |  | Chewele Ward |  |  | Solar | [5 empty] | 1275 |  |  | 255 |  | 14 | GoK |  | Public | GoK/World Bank | KPLC | Preconstruction Stage | Not Confirmed
446 | Mnazini | Tana River |  | Garsen North Ward |  |  | Solar | [5 empty] | 1520 |  |  | 304 |  | 16 | GoK |  | Public | GoK/World Bank | KPLC | Preconstruction Stage | Not Confirmed
447 | Kirepwe Island | Kilifi |  | Dabaso Ward |  |  | Solar | [5 empty] | 530 |  |  | 106 |  | 6 | GoK |  | Public | GoK/World Bank | KPLC | Preconstruction Stage | Not Confirmed
448 | Chakama Village | Kilifi |  | Adu Ward |  |  | Solar | [5 empty] | 2770 |  |  | 554 |  | 29 | GoK |  | Public | GoK/World Bank | KPLC | Preconstruction Stage | Not Confirmed
449 | Bombi | Kilifi |  | Adu Ward |  |  | Solar | [5 empty] | 1575 |  |  | 315 |  | 17 | GoK |  | Public | GoK/World Bank | KPLC | Preconstruction Stage | Not Confirmed
450 | Kwa Nyanje (Mwereni) | Kwale |  | MWERENI |  |  | Solar | [5 empty] | 520 |  |  | 104 |  | 6 | GoK |  | Public | GoK/World Bank | KPLC | Preconstruction Stage | Not Confirmed
451 | Nyango Village (Puma) | Kwale |  | PUMA |  |  | Solar | [5 empty] | 1200 |  |  | 240 |  | 13 | GoK |  | Public | GoK/World Bank | KPLC | Preconstruction Stage | Not Confirmed
452 | Kibandaongo(Kinango) | Kwale |  | KINANGO |  |  | Solar | [5 empty] | 1250 |  |  | 250 |  | 13 | GoK |  | Public | GoK/World Bank | KPLC | Preconstruction Stage | Not Confirmed
453 | Kilibasi (Mackinnon) | Kwale |  | MACKINNON |  |  | Solar | [5 empty] | 1495 |  |  | 299 |  | 16 | GoK |  | Public | GoK/World Bank | KPLC | Preconstruction Stage | Not Confirmed
454 | Busho (Mackinnon) | Kwale |  | MACKINNON |  |  | Solar | [5 empty] | 1210 |  |  | 242 |  | 13 | GoK |  | Public | GoK/World Bank | KPLC | Preconstruction Stage | Not Confirmed
455 | Bumburi (Mackinnon) | Kwale |  | MACKINNON |  |  | Solar | [5 empty] | 1420 |  |  | 284 |  | 15 | GoK |  | Public | GoK/World Bank | KPLC | Preconstruction Stage | Not Confirmed
456 | Kwa Dzombo (Mwereni) | Kwale |  | MWERENI |  |  | Solar | [5 empty] | 1055 |  |  | 211 |  | 11 | GoK |  | Public | GoK/World Bank | KPLC | Preconstruction Stage | Not Confirmed
457 | Funzi Island (Ramisi) | Kwale |  | RAMISI |  |  | Solar | [5 empty] | 1495 |  |  | 299 |  | 16 | GoK |  | Public | GoK/World Bank | KPLC | Preconstruction Stage | Not Confirmed
458 | Olposmoru | Narok |  | Naikara / Olposmoru |  |  | Solar | [5 empty] | 1530 |  |  | 306 |  | 16 | GoK |  | Public | GoK/World Bank | KPLC | Preconstruction Stage | Not Confirmed
459 | Olesere | Narok |  | Siana / Olesere |  |  | Solar | [5 empty] | 1365 |  |  | 273 |  | 15 | GoK |  | Public | GoK/World Bank | KPLC | Preconstruction Stage | Not Confirmed
460 | WAJIR | Wajir |  |  |  |  | Diesel | 1000 | [10 empty] | KPLC |  | Public | GoK | KPLC | Operational
461 | [6 empty] | Diesel | 1000 | [10 empty] | KPLC |  | Public | GoK | KPLC | Operational
462 | [6 empty] | Diesel | 1000 | [10 empty] | KPLC |  | Public | GoK | KPLC | Operational
463 | [6 empty] | Diesel | 400 | [10 empty] | KPLC |  | Public | GoK | KPLC | Operational
464 | [6 empty] | Diesel | 400 | [10 empty] | KPLC |  | Public | GoK | KPLC | Operational
465 | [6 empty] | Diesel | 400 | [10 empty] | KPLC |  | Public | GoK | KPLC | Operational
[8 empty] | 4200 | [10 empty] | KPLC |  | Public | GoK | KPLC | Operational
466 | MANDERA | Mandera |  |  |  |  | Diesel | 2100 | [10 empty] | KPLC |  | Public | GoK | KPLC | Operational
467 | [6 empty] | Diesel | 400 | [10 empty] | KPLC |  | Public | GoK | KPLC | Operational
468 | [6 empty] | Diesel | 400 | [10 empty] | KPLC |  | Public | GoK | KPLC | Operational
469 | [6 empty] | Diesel | 400 | [10 empty] | KPLC |  | Public | GoK | KPLC | Operational
470 | [6 empty] | Diesel | 400 | [10 empty] | KPLC |  | Public | GoK | KPLC | Operational
471 | [6 empty] | Diesel | 400 | [10 empty] | KPLC |  | Public | GoK | KPLC | Operational
472 | [6 empty] | Diesel | 400 | [10 empty] | KPLC |  | Public | GoK | KPLC | Operational
473 | [6 empty] | Diesel | 400 | [10 empty] | KPLC |  | Public | GoK | KPLC | Operational
474 | [6 empty] | Solar PV |  | 330 | [9 empty] | KPLC |  | Public | GoK | KPLC | Operational
[8 empty] | 3130 | [10 empty] | KPLC |  | Public | GoK | KPLC | Operational
475 | MARSABIT | Marsabit |  |  |  |  | Diesel | 1000 | [10 empty] | KPLC |  | Public | GoK | KPLC | Operational
476 | [6 empty] | Diesel | 1000 | [10 empty] | KPLC |  | Public | GoK | KPLC | Operational
477 | [6 empty] | Diesel | 400 | [10 empty] | KPLC |  | Public | GoK | KPLC | Operational
478 | [6 empty] | Wind | 250 | [10 empty] | KPLC |  | Public | GoK | KPLC | Operational
479 | [6 empty] | Wind | 250 | [10 empty] | KPLC |  | Public | GoK | KPLC | Operational
[8 empty] | 2900 | [10 empty] | KPLC |  | Public | GoK | KPLC | Operational
480 | MOYALE | Marsabit |  |  |  |  | Diesel | 282 | [10 empty] | KPLC |  | Public | GoK | KPLC | Operational
481 | [6 empty] | Diesel | 285 | [10 empty] | KPLC |  | Public | GoK | KPLC | Operational
482 | [6 empty] | Diesel | 400 | [10 empty] | KPLC |  | Public | GoK | KPLC | Operational
483 | [6 empty] | Diesel | 400 | [10 empty] | KPLC |  | Public | GoK | KPLC | Operational
484 | [6 empty] | Diesel | 400 | [10 empty] | KPLC |  | Public | GoK | KPLC | Operational
485 | [6 empty] | Diesel | 400 | [10 empty] | KPLC |  | Public | GoK | KPLC | Operational
[8 empty] | 2167 | [10 empty] | KPLC |  | Public | GoK | KPLC | Operational
486 | LODWAR | Turkana |  |  |  |  | Diesel | 400 | [10 empty] | KPLC |  | Public | GoK | KPLC | Operational
487 | [6 empty] | Diesel | 400 | [10 empty] | KPLC |  | Public | GoK | KPLC | Operational
488 | [6 empty] | Diesel | 280 | [10 empty] | KPLC |  | Public | GoK | KPLC | Operational
489 | [6 empty] | Diesel | 400 | [10 empty] | KPLC |  | Public | GoK | KPLC | Operational
490 | [6 empty] | Diesel | 400 | [10 empty] | KPLC |  | Public | GoK | KPLC | Operational
491 | [6 empty] | Diesel | 400 | [10 empty] | KPLC |  | Public | GoK | KPLC | Operational
492 | [6 empty] | Diesel | 400 | [10 empty] | KPLC |  | Public | GoK | KPLC | Operational
493 | [6 empty] | Diesel | 400 | [10 empty] | KPLC |  | Public | GoK | KPLC | Operational
494 | [6 empty] | Diesel | 400 | [10 empty] | KPLC |  | Public | GoK | KPLC | Operational
495 | [6 empty] | Diesel | 285 | [10 empty] | KPLC |  | Public | GoK | KPLC | Operational
496 | [6 empty] | Solar PV |  | 60 | [9 empty] | KPLC |  | Public | GoK | KPLC | Operational
[8 empty] | 2000 | [10 empty] | KPLC |  | Public | GoK | KPLC | Operational
497 | MERTI | Isiolo |  |  |  |  | Diesel | 120 | [10 empty] | KPLC |  | Public | GoK | KPLC | Operational
498 | [6 empty] | Diesel | 120 | [10 empty] | KPLC |  | Public | GoK | KPLC | Operational
499 | [6 empty] | Solar PV |  | 10 | [9 empty] | KPLC |  | Public | GoK | KPLC | Operational
[8 empty] | 250 | [10 empty] | KPLC |  | Public | GoK | KPLC | Operational
500 | HABASWEIN | Wajir |  |  |  |  | Diesel | 280 | [10 empty] | KPLC |  | Public | GoK | KPLC | Operational
501 | [6 empty] | Diesel | 400 | [10 empty] | KPLC |  | Public | GoK | KPLC | Operational
502 | [6 empty] | Diesel | 385 | [10 empty] | KPLC |  | Public | GoK | KPLC | Operational
503 | [6 empty] | Diesel | [11 empty] | KPLC |  | Public | GoK | KPLC | Operational
504 | [6 empty] | Solar PV |  | 30 | [9 empty] | KPLC |  | Public | GoK | KPLC | Operational
505 | [6 empty] | Wind |  |  | 50 | [8 empty] | KPLC |  | Public | GoK | KPLC | Operational
[8 empty] | 1145 | [10 empty] | KPLC |  | Public | GoK | KPLC | Operational
506 | ELWAK | Mandera |  |  |  |  | Diesel | 280 | [10 empty] | KPLC |  | Public | GoK | KPLC | Operational
507 | [6 empty] | Diesel | 400 | [10 empty] | KPLC |  | Public | GoK | KPLC | Operational
508 | [6 empty] | Diesel | 400 | [10 empty] | KPLC |  | Public | GoK | KPLC | Operational
509 | [6 empty] | Solar PV | 60 | [10 empty] | KPLC |  | Public | GoK | KPLC | Operational
[8 empty] | 1140 | [10 empty] | KPLC |  | Public | GoK | KPLC | Operational
510 | BARAGOI | Samburu |  |  |  |  | Diesel | 120 | [10 empty] | KPLC |  | Public | GoK | KPLC | Operational
511 | [6 empty] | Diesel | 120 | [10 empty] | KPLC |  | Public | GoK | KPLC | Operational
[8 empty] | 240 | [10 empty] | KPLC |  | Public | GoK | KPLC | Operational
512 | MFANGANO | Homa Bay |  |  |  |  | Diesel | 120 | [10 empty] | KPLC |  | Public | GoK | KPLC | Operational
513 | [6 empty] | Diesel | 400 | [10 empty] | KPLC |  | Public | GoK | KPLC | Operational
514 | [6 empty] | Diesel | 120 | [10 empty] | KPLC |  | Public | GoK | KPLC | Operational
515 | [6 empty] | Solar PV | 10 | [10 empty] | KPLC |  | Public | GoK | KPLC | Operational
[8 empty] | 650 | [10 empty] | KPLC |  | Public | GoK | KPLC | Operational
516 | LOKICHOGGIO | Turkana |  |  |  |  | Diesel | 250 | [10 empty] | KPLC |  | Public | GoK | KPLC | Operational
517 | [6 empty] | Diesel | 400 | [10 empty] | KPLC |  | Public | GoK | KPLC | Operational
518 | [6 empty] | Diesel | 285 | [10 empty] | KPLC |  | Public | GoK | KPLC | Operational
519 | [6 empty] | Diesel | 400 | [10 empty] | KPLC |  | Public | GoK | KPLC | Operational
[8 empty] | 1335 | [10 empty] | KPLC |  | Public | GoK | KPLC | Operational
521 | ELDAS | Wajir |  |  |  |  | Diesel | 120 | [10 empty] | KPLC |  | Public | GoK | KPLC | Operational
522 | [6 empty] | Diesel | 240 | [10 empty] | KPLC |  | Public | GoK | KPLC | Operational
523 | [6 empty] | Diesel | [11 empty] | KPLC |  | Public | GoK | KPLC | Operational
[8 empty] | 360 | [10 empty] | KPLC |  | Public | GoK | KPLC | Operational
524 | RHAMU | Mandera |  |  |  |  | Diesel | 240 | [10 empty] | KPLC |  | Public | GoK | KPLC | Operational
525 | [6 empty] | Diesel | 64 | [10 empty] | KPLC |  | Public | GoK | KPLC | Operational
526 | [6 empty] | Solar PV | 60 | [10 empty] | KPLC |  | Public | GoK | KPLC | Operational
[8 empty] | 364 | [10 empty] | KPLC |  | Public | GoK | KPLC | Operational
527 | TAKABA | Mandera |  |  |  |  | Diesel | 120 | [10 empty] | KPLC |  | Public | GoK | KPLC | Operational
528 | [6 empty] | Diesel | 200 | [10 empty] | KPLC |  | Public | GoK | KPLC | Operational
529 | [6 empty] | Solar PV | 60 | [10 empty] | KPLC |  | Public | GoK | KPLC | Operational
[8 empty] | 380 | [10 empty] | KPLC |  | Public | GoK | KPLC | Operational
530 | NORTH HORR | Marsabit |  |  |  |  | Diesel | 120 | [10 empty] | KPLC |  | Public | GoK | KPLC | Operational
531 | [6 empty] | Diesel | 64 | [10 empty] | KPLC |  | Public | GoK | KPLC | Operational
532 | [6 empty] | Diesel | [11 empty] | KPLC |  | Public | GoK | KPLC | Operational
[8 empty] | 184 | [10 empty] | KPLC |  | Public | GoK | KPLC | Operational
533 | DADAAB | Garissa |  |  |  |  | Diesel | 192 | [10 empty] | KPLC |  | Public | GoK | KPLC | Operational
534 | [6 empty] | Diesel | 192 | [10 empty] | KPLC |  | Public | GoK | KPLC | Operational
535 | [6 empty] | Diesel | 400 | [10 empty] | KPLC |  | Public | GoK | KPLC | Operational
[8 empty] | 784 | [10 empty] | KPLC |  | Public | GoK | KPLC | Operational
536 | HULUGO | Garissa |  |  |  |  | Diesel | 80 | [10 empty] | KPLC |  | Public | GoK | KPLC | Operational
537 | [6 empty] | Diesel | 160 | [10 empty] | KPLC |  | Public | GoK | KPLC | Operational
[8 empty] | 240 | [10 empty] | KPLC |  | Public | GoK | KPLC | Operational
538 | KIUNGA | Lamu |  |  |  |  | Diesel | 120 | [10 empty] | KPLC |  | Public | GoK | KPLC | Operational
539 | [6 empty] | Diesel | 80 | [10 empty] | KPLC |  | Public | GoK | KPLC | Operational
540 | [6 empty] | Diesel | [11 empty] | KPLC |  | Public | GoK | KPLC | Operational
[8 empty] | 200 | [10 empty] | KPLC |  | Public | GoK | KPLC | Operational
541 | FAZA ISLAND | Lamu |  |  |  |  | Diesel | 120 | [10 empty] | KPLC |  | Public | GoK | KPLC | Operational
542 | [6 empty] | Diesel | 240 | [10 empty] | KPLC |  | Public | GoK | KPLC | Operational
543 | [6 empty] | Diesel | 550 | [10 empty] | KPLC |  | Public | GoK | KPLC | Operational
544 | [6 empty] | Diesel | 550 | [10 empty] | KPLC |  | Public | GoK | KPLC | Operational
[8 empty] | 1460 | [10 empty] | KPLC |  | Public | GoK | KPLC | Operational
545 | LOKORI | Turkana |  |  |  |  | Diesel | 120 | [10 empty] | KPLC |  | Public | GoK | KPLC | Operational
546 | [6 empty] | Diesel | 64 | [10 empty] | KPLC |  | Public | GoK | KPLC | Operational
[8 empty] | 184 | [10 empty] | KPLC |  | Public | GoK | KPLC | Operational
547 | LOKITAUNG | Turkana |  |  |  |  | Diesel | 120 | [10 empty] | KPLC |  | Public | GoK | KPLC | Operational
548 | [6 empty] | Diesel | 64 | [10 empty] | KPLC |  | Public | GoK | KPLC | Operational
[8 empty] | 184 | [10 empty] | KPLC |  | Public | GoK | KPLC | Operational
549 | KAKUMA | Turkana |  |  |  |  | Diesel | 400 | [10 empty] | KPLC |  | Public | GoK | KPLC | Operational
550 | [6 empty] | Diesel | 400 | [10 empty] | KPLC |  | Public | GoK | KPLC | Operational
[8 empty] | 800 | [10 empty] | KPLC |  | Public | GoK | KPLC | Operational
551 | LAISAMIS | Marsabit |  |  |  |  | Diesel | 120 | [10 empty] | KPLC |  | Public | GoK | KPLC | Operational
552 | [6 empty] | Diesel | 64 | [10 empty] | KPLC |  | Public | GoK | KPLC | Operational
553 | [6 empty] | Diesel | 64 | [10 empty] | KPLC |  | Public | GoK | KPLC | Operational
[8 empty] | 248 | [10 empty] | KPLC |  | Public | GoK | KPLC | Operational
554 | BANISA | Mandera |  |  |  |  | Diesel | [11 empty] | KPLC |  | Public | GoK | KPLC | Operational
555 | [7 empty] | 120 | [10 empty] | KPLC |  | Public | GoK | KPLC | Operational
556 | [6 empty] | Diesel | 64 | [10 empty] | KPLC |  | Public | GoK | KPLC | Operational
[8 empty] | 184 | [10 empty] | KPLC |  | Public | GoK | KPLC | Operational
557 | LOKIRIAMA | Turkana |  |  |  |  | Diesel | [11 empty] | KPLC |  | Public | GoK | KPLC | Operational
558 | [7 empty] | 400 | [10 empty] | KPLC |  | Public | GoK | KPLC | Operational
559 | [6 empty] | Diesel | 400 | [10 empty] | KPLC |  | Public | GoK | KPLC | Operational
[8 empty] | 800 | [10 empty] | KPLC |  | Public | GoK | KPLC | Operational
560 | KAMORLIBAN | Mandera |  |  |  |  | Diesel | [11 empty] | KPLC |  | Public | GoK | KPLC | Operational
561 | [7 empty] | 120 | [10 empty] | KPLC |  | Public | GoK | KPLC | Operational
562 | [6 empty] | Diesel | 282 | [10 empty] | KPLC |  | Public | GoK | KPLC | Operational
[8 empty] | 402 | [10 empty] | KPLC |  | Public | GoK | KPLC | Operational
563 | KHORONDILE | Wajir |  |  |  |  | Diesel | [11 empty] | KPLC |  | Public | GoK | KPLC | Operational
564 | [7 empty] | 120 | [10 empty] | KPLC |  | Public | GoK | KPLC | Operational
565 | [6 empty] | Diesel | 240 | [10 empty] | KPLC |  | Public | GoK | KPLC | Operational
[8 empty] | 360 | [10 empty] | KPLC |  | Public | GoK | KPLC | Operational
566 | KOTULO | Wajir |  |  |  |  | Diesel | 120 | [10 empty] | KPLC |  | Public | GoK | KPLC | Operational
567 | [6 empty] | Diesel | 240 | [10 empty] | KPLC |  | Public | GoK | KPLC | Operational
[8 empty] | 360 | [10 empty] | KPLC |  | Public | GoK | KPLC | Operational
[9 empty] | 760 | 550 |  | 22799 | 31100

## Nigeria
S/N | Minigrid | Location |  |  |  |  | Technology | Capacity Installed (KWp) | [6 empty] | Population | Households | Connections/Clients (not disaggregated) | Residential connections | SMEs connections | Large enterprise connections (including industries) | Public Facilities connections | Promoters | Owners | Ownership model | Project/Funding/Sponsors | Operators | Status | Year of commissioning | Additional comments
|  | Department (Region) | Locality (Community) | Village | Latitude | Longitude |  | Fossil | PV | Wind | Hydro | Biodiesel | Biogas | Biomass
1 | Bukuru and Jos Metropolis | Plateau State | Jos | Bukuru and Jos Metropolis |  |  | Hydro (Kurra Power Station) |  |  |  | 8000 |  |  |  | 1025000 | 128125 (est) | 25,000 (est) | 24,900 (est) | 100 (est) | 2 |  | Nigerian Electricity Supply Corporation (NESCO) | NESCO, | Private | Shareholders | NESCO Investment Limited | Operational | 1929 | The first dam and turbine (4MW capacity) was commissioned in 1929. Over the next 30 years 4 additional turbines were installed bringing the installed capacity to 19MW and generation capacity of about 145GWhrs per annum. Each of the turbines generates at 6KV. This is stepped up to 11 and 33KV for distribution to the environs around the Kurra area where the dams are located and 66KV for long distance transmission to Jos Township. NESCO transmission and distribution lines run parallel to the public electricity lines. It provides both prepaid and post paid meters to its consumers.
2 | Bukuru and Jos Metropolis | Plateau State | Jos | Bukuru and Jos Metropolis |  |  | Hydro (Jekko 1 Power Station) |  |  |  | 4000 | [10 empty] | Nigerian Electricity Supply Corporation (NESCO) | NESCO, | Private | Shareholders | NESCO Investment Limited | Operational | 1937
3 | Bukuru and Jos Metropolis | Plateau State | Jos | Bukuru and Jos Metropolis |  |  | Hydro (Jekko 2 Power Station) |  |  |  | 4000 | [10 empty] | Nigerian Electricity Supply Corporation (NESCO) | NESCO, | Private | Shareholders | NESCO Investment Limited | Operational | 1954
4 | Bukuru and Jos Metropolis | Plateau State | Jos | Bukuru and Jos Metropolis |  |  | Hydro (Ankwil 1 Power Station) |  |  |  | 1000 | [10 empty] | Nigerian Electricity Supply Corporation (NESCO) | NESCO, | Private | Shareholders | NESCO Investment Limited | Operational | 1961
5 | Bukuru and Jos Metropolis | Plateau State | Jos | Bukuru and Jos Metropolis |  |  | Hydro (Ankwil 2 Power Station) |  |  |  | 2000 | [10 empty] | Nigerian Electricity Supply Corporation (NESCO) | NESCO, | Private | Shareholders | NESCO Investment Limited | Operational | 1963
6 | Bonny Island | Rivers State | Bonny LGA | Bonny Island |  |  | Fossil | 10000 | [6 empty] | 311000 | 51900 | 7500 | 7500 |  |  |  | Bonny Utility Company | Nigeria Liquefied Natural Gas (NLNG) | Joint venture | Equity contributions | Bonny Utility Company | Operational | 2002 | In an effort to give back to their host community, the oil and gas corporations on Bonny Island committed to supplying the community with uninterrupted power and water. In 1998, three oil and gas giants: Nigeria Liquefied Natural Gas (NLNG), Shell Petroleum Development Company (SPDC) and Mobil (now ExxonMobil) signed a memorandum of understanding to meet this goal. These firms, known as the Joint Industry Companies (JIC), established the Bonny Utility Company (BUC) in 2002 to oversee power and water supply generation. In the sixteen years since BUC's launch, power availability on Bonny Island has never fallen below 90%. NLNG and SPDC contribute 10MW each making a tolal of 20MW being distributed in the island
7 | Bonny Island | Rivers State | Bonny LGA | Bonny Island |  |  | Fossil | 10000 | [13 empty] | Bonny Utility Company | Shell Petroleum Development Company (SPDC) and ExxonMobil | Joint venture | Equity contributions | Bonny Utility Company | Operational | 2002
8 | Alausa | Lagos State | Ikeja | Alausa |  |  | Fossil | 11200 | [8 empty] | 121 | 120 |  |  | 1 | Alausa Power Limited | Elektron | Private | Elektron | Alausa Power Limited | Operational | 2004 | Alausa Power Limited (APL) was established in 2013 as a Public Partnership Project between Lagos State and Oando Gas and Power Limited (now Axxela Limited) and was later wholly acquired by Elektron Corporation. It was originally built to serve the government facilities only. As operations commenced, it was observed that the government's load profile was usually very high during the day and low in the evenings. to efficiently utilize the stranded capacity in the evenings, the power was extended to the government staff quarters and over 70km of street lighting. As a captive power project, the company does not rely on grid infrastructure for its operations. It was built with its own underground cable network and distribution infrastructure. The company has a 10-year take-or-pay Power Purchase Agreement (PPA) to supply power to LASG as their sole customer. LASG in turn charges the staff quarters residents for their consumption through a prepaid metering system.
9 | Gnami | Kaduna State | Kagarko LGA | Gnami | 9.3709 | 7.3682 | PV |  | 40 | [5 empty] | 1500 | 900 | 104 | 100 | 4 |  |  | Federal Ministry of Power | Federal Ministry of Power | Public | Huawei Technologies Co. Ltd | Community operated | Non-operational | 2006 | Pilot project by Huawei Technologies Co. Ltd. The project consists of 160 PV modules of 250Wp, an storage (solar/battery) Nos. 240-490Ah, 480v, 220v three phase distribution network, 10 street lights (80W), prepaid card metering system, 150Kwh/day electricity production.
10 | Pakau | Kaduna State | Kagarko LGA | Pakau | 7.3167 | 9.3968 | PV |  | 50 | [5 empty] | 4000 | 800 | 307 | 300 | 7 |  |  | Federal Ministry of Power | Federal Ministry of Power | Public | M-RALD Global Resources | Community operated | Non-operational | 2010 | 200 solar modules. Main challenge is the management of the installation with the community
11 | OGD Farm Estate | Ogun | Ijebu-Ode | OGD Farm Estate | 6.83 | 3.9165 | PV |  | 15 | [5 empty] | 300 | 160 | 160 | 160 |  |  |  | ICEED (International Centre for Energy, Environment & Development ) | Federal Ministry of Power | Government | Federal Ministry of Power | Federal Ministry of Power | Non-operational | 2011 | Completed and commissioned in 2010, the installation is connected for end use lighting and power outlets to more than 150 rooms and street lighting in the farm. It has a centrally located generating station where the solar panels, controllers, batteries, inverters and other accessories are housed. From there power is extended to end-point uses through a distribution system. It has remained non-operational for about 7 now due to lack of budgetary provisions for maintenance
12 | Roguwa Community | Nassarawa | Karu LGA | Roguwa Community | 8.8359 | 7.7223 | Solar |  | 4 | [5 empty] | 5500 |  | 60 |  |  |  | 1 | CREDC | CREDC/Community | PPP | UNDP GEF Energy Efficiency Programme | CREDC | Not sure if its still operational | 2012 | The Solar Micro Off-Grid is made up of 20units of 200watts solar PV panels in five arrays (4 panels per array). 1.6 KW is dedicated to powering the community water borehole project while the remaining 2.4KW of the total capacity of the solar system is for electrification. Electricity generated is stored also at the greenhouse in a battery bank made up of 12 units of 200ah/12V deep cycle batteries. From the greenhouse, electricity (A/C) will be supplied daily to power 60 households in the community for 12 hours from 6pm to 6am the next day. Each household has been provided with two light points (a 90 LED lamp x two units) and a wall socket for electronics like radio and for charging mobile phones. Also all benefiting households will be provided with a power provider a device which limits each household to a particular amount of energy they can consume.
13 | Esham Community | Cross River | Ogoja LGA | Esham Community | 6.4439 | 8.6882 | Solar |  | 17.5 | [5 empty] | 1800 | 91 | 91 | 91 | 2 |  |  | ICEED (International Centre for Energy, Environment & Development ) | Federal Ministry of Power | Government | Federal Ministry of Power | Federal Ministry of Power | Non-operational | 2012 | his project is designed to provide end-use lighting and power outlets to 91 households, public houses, street lights and water supply. It has 2 centrally located generating stations where the solar panels, controllers, batteries, inverters and other accessories are housed. From there power is extended to end-point uses through distribution systems. It has remained non-operational for about 7 now due to lack of budgetary provisions for maintenance
14 | Onibambu & Idi Ita | Osun | Ife North LGA | Onibambu & Idi Ita |  |  | Solar |  | 24 | [5 empty] | 1180 | 200 | 200 | 200 |  |  |  | Anergy Solar Ltd. | Anergy Solar Ltd. | Private | BoI/UNDP | Anergy Solar Ltd. | Not sure if its still operational | 2012 | The Project Developer Arnergy Solar Limited who specializes in providing clean energy to customers in poor communities said with a daily fee of NGN 60, homes in the community can access clean solar energy to power bulbs, fan and television.
15 | Charwa/Chakun | Kaduna | Markafi LGA | Charwa/Chakun | 11.3747 | 7.8815 | Solar |  | 24 | [5 empty] | 1000 | 200 | 200 | 200 |  |  |  | Anergy Solar Ltd. | Anergy Solar Ltd. | Private | BoI/UNDP | Anergy Solar | Not sure if its still operational | 2013 | Each home would have sufficient solar electricity to power three LED light bulbs, 1 eletric fan, 1 radio/TV set and mobile phone charging system
16 | Ogbekpen, Ikpoba | Edo | Okha LGA | Ogbekpen, Ikpoba | 6.3502 | 5.6502 | Solar |  | 24 | [5 empty] | 1250 | 250 | 200 | 200 |  |  |  | Anergy Solar Ltd. | Anergy Solar Ltd. | Private | BoI/UNDP | Anergy Solar | Not sure if its still operational | 2013 | the Ogbekpen, Ikpoba electrification project is a 24KW capacity installation that covers a six-kilometre distribution network, and is also capable providing commercial ventures with electricity
17 | Obayantor | Edo | Ikpoba-Okha LGA | Obayantor | 6.1685 | 5.5614 | Solar |  | 24 | [5 empty] | 1180 | 200 | 200 | 200 |  |  |  | Anergy Solar Ltd. | Anergy Solar Ltd. | Private | BoI/UNDP | Anergy Solar | Not sure if its still operational | 2014 | No fewer than 200 off-grid houses in Obayantor 1 community, Edo State, have been provided with access to clean and affordable power supply courtesy of the Bank of Industry (BoI) and the United Nations Development Programme (UNDP) 24KW solar micro-grid scheme.
18 | Danjawa | Sokoto | Wamako LGA | Danjawa | 13.1348 | 5.2251 | Hybrid |  | 10 | 4 |  |  |  |  | 1500 | 150 | 150 | 150 |  |  |  | ECN | Sokoto State Government | Public | WB/Sokoto Government | SERC (Sokoto Energy Research Centre) | Not sure if its still operational | 2014 | The project is to provide a 10-kilowatt solar photovoltaic power system and four kilowatt wind electricity turbine for the energy needs of the village. It will also cater for village’s hot water requirement through the provision of solar water heater as well as a biogas plant for the cooking requirement of some selected households.
19 | Igu community | FCT | Bwari Area Council | Igu community | 9.2778 | 7.4721 | PV |  | 3 | [12 empty] | ECN |  |  |  |  | Not sure if its still operational | 2014
20 | Ofetebe | Edo | Ovia North-East | Ofetebe | 6.7495 | 5.6888 | PV |  | 4 | [7 empty] | 34 | 30 | 2 |  | 2 | CREDC | CREDC/Community | PPP | (PREEEN) Project Funding: (GEF-SGP)/UNDP | CREDC | Not sure if its still operational | 2015 | The solar mini-grid produces 4 kW to power a community borehole, a clinic, 30 households, a barber shop and relaxation spots like a video parlour. Installed for N 4.8m, the mini grid will last for 30 years: that’s an investment of N500 per month per household. The community will have light every day, 365 days per year.
21 | Uniarho | Edo | Ovia North-East | Uniarho | 6.6426 | 5.9547 | PV |  | 2.4 | [5 empty] | 95 | 19 | [5 empty] | CREDC | CREDC/Community | PPP | Funded by ECREEE | CREDC | Not sure if its still operational | 2015
22 | Onono-Anam | Anambra | Anambra-West | Onono-Anam | 6.198oN | 6.764oE | PV |  | 25 | [6 empty] | 500 | 200 |  |  |  |  | Bank of Industry | GVE | PPP | Bank of Industry (BoI-UNDP) | GVE | Operational | 2015
23 | Onono-Anam Phase 2, Okpechalla, Atachile & Okilo | Anambra | Anambra-West | Onono-Anam Phase 2, Okpechalla, Atachile & Okilo | 6.5315 | 6.7049 | Solar |  | 40 | [6 empty] | 500 | 300 |  |  |  |  | Bank of Industry | GVE | PPP | Bank of Industry | GVE | Operational | 2015
24 | Rije | FCT | Kuje Area Council | Rije | 8.8839640 | 7.2983220 | Biogas | [5 empty] | 20 |  | 550 | 29 | 29 | 29 | 6 |  |  | Power Africa Initiatives | Ajima Farms and General Enterprises Nig. LTD | Private | Waste-2-Watt Project. Sponsored by USADF Energy Challenge under the Power Africa Initiative, USADF Off-Grid Energy Program | Ajima Farms and General Enterprises Nig. LTD | Operational | 2015 | Biogas Power Plant of 124m3 built by Gnanga Rosath Henock Company. The cost of the project was 30,000,000 NGN (75,000 EUR). In February 2019, it provided 8h/day electricity to 50 HH and 6 local farms at a price of 75 NGN /KWh (0,18 EUR/KWh). The installation converts agricultural waste (poultry, livestock, crop waste) and communal waste (kitchen and human wastes) into electricity, cooking fuel using a bio-gas digester for off-grid farming communities. The methane produced by the anaerobic digestion of the organic matter is used by two gas generating sets. The installation also has a reservoir of 5m3 for the excess of methane. The installation will also recharge portable gas cylinders for cooking purposes and sells the organic fertilizer produce as residue from the anaerobic digestion. https://www.youtube.com/watch?v=RfBsS7qSA88
25 | Kurdula | Sokoto | Gudu LGA | Kurdula | 13.57507778 | 4.370000 | Solar |  | 80 | [5 empty] | 4000 | 500 | 500 |  | 12 |  |  | Sokoto State Rural Development initiative, Federal Ministry of Power, Works and Housing, GIZ | Go Solar | Private | EU, NESP Program | Go Solar | Operational | 2015 | The solar installation will provide uninterrupted power supply to the Kurdula community, which includes around 500 households. This totals to about 4,000 residents. The Kurdula mini grid electricity project is one of the six which are currently receiving support from Nigerian Energy Support Programme in six states of the federation.
26 | Magama LGA | Niger | Tungan Jika | Magama LGA | 10.02431944 | 4.76805556 | Solar |  | 100 | [5 empty] | 4000 | 600 | 300 | 300 | 52 |  | 8 | Niger State Rural Development initiative, Federal Ministry of Power, Works and Housing, GIZ | Nayo Tropical Technologies | Private | EU, NESP Program | Nayo Tropical Technologies | Operational | 2015 | It is the pilot project under the NESP. It provides electricity to the agrarian community with a population of about 600 households with 300 signed on (2,100 people), 27 productive users, and 52 commercial users including 2 schools, 2 hospitals, 2 mosques, 2 churches, 23 Mills and Agricultural Workshops, 2 Metal Welders including 1 filling station and 2 Bakeries.
27 | Ijebu East LCDA | Ogun | Gbamu Gbamu | Ijebu East LCDA | 6.8475 | 4.2126 | solar |  | 85 | [5 empty] | 2500 | 490 | 490 | 487 | 142 |  |  | Ogun State Rural Development initiative, Federal Ministry of Power, Works and Housing, GIZ | Rubitec Solar | Private | EU, NESP Program | Rubitec Solar | Operational | 2016 | This is part of the rural electrification goal of the Federal Government through the Nigerian Energy Support Programme (NESP). The project, which intends to serve about 490 homes with a total of about 2,500 rural dwellers in the community is a private venture jointly financed by the European Union (EU), and the German Government with technical support from the United States Agency for International Development (USAID).
28 | Umon Island/Bagana | Cross River | Biase LGA | Umon Island/Bagana | 5.31936111 | 8.0825000 | solar |  | 50 | [5 empty] | 600 | 180 | 91 |  | 4 |  |  | Cross River State Rural Development initiative, Federal Ministry of Power, Works and Housing, GIZ | PPP | Private | EU, NESP Program | Community Research & Development Centre | Operational | 2016 | A total of one hundred and six (106) high quality, wooden electric poles were mounted across the two communities. Each pole was erected 4ft below the ground level with concrete cast to hold the poles firmly to the ground. The grid cables consist of insulated aluminium cables. The “transmission” lines are made of three-phase cables that convey power from the power station to different points in the communities and the “distribution” lines ran from these points to individual houses. Before connecting each household, the Project Developer signed end-users’ contract with each beneficiary. A total of ninety-one (91) households representing about 50% of the total customers have been connected as at the time of this report. Each customer was given single-phase prepaid meters with IC card to top up when the credit is exhausted.
29 | Umuokwu | Rivers State | Etche | Umuokwu | 5.1974 | 7.2172 | solar |  | 9 | [5 empty] | 960 | 120 | 120 |  |  |  |  | GVE Projects Limited | Community | Community owned | US Power Africa Inititive, GE Africa, IEEE & GVE | Host community | Operational | 2016 | With an awarded grant of USD100,000.00, and an additional investment of $20,000.00 from GVE, we completed the implementation of two independent mini-grids of 9kWp capacities each in two other sub-villages (Umuokwu & Umuode) of Egbeke community. The new project serves 240 additional homes (160 mini-grid homes and 80 IEEE_SV PBKs), 1,920 people (@ 8persons per house). The project created 36jobs and created USD5,250.00 in wealth, offsets 68MT of CO2 annually in each of the communities.
30 | Umuode | Rivers State | Etche | Umuode | 5.1882 | 7.2156 | solar |  | 9 | [5 empty] | 960 | 120 | 120 |  |  |  |  | GVE Projects Limited | Community | Community owned | US Power Africa Inititive, GE Africa, IEEE & GVE | Host community | Operational | 2016
31 | Bisanti | Niger | Katcha | Bisanti | 9.3293 | 6.2116 | Solar |  | 40 | [5 empty] | 1600 |  | 200 | 200 |  |  |  | GVE Projects Limited | Community | Community owned | BoI/UNDP & IEEE (10% grant) | Host community | Operational | 2016 | In 2015, GVE installed a 40 kWp solar mini-grid pilot project in collaboration with the Bank of Industry Nigeria (BOI)/United Nations Development Program (UNDP) and the Institute of Electrical Electronics Engineers (IEEE) in Bisanti. Utilizing a pay-as-you-go platform, the project provides electricity to all 200 households in the community. It helps keep streetlights on along the main street of the village, which ensures safety for women and children, while shops and businesses stay open longer. The project also focuses on capacity building by training locals to oversee the daily operation of the site.
32 | Kolwa | Gombe | Kaltungo | Kolwa | 9.6948 | 11.2562 | Solar |  | 24 | [5 empty] | 1600 | 200 | 200 | 200 |  |  |  | GVE Projects Limited | Community | Community owned | BoI/UNDP & IEEE (10% grant) | Host community | Operational | 2017 | In July 2015, GVE Projects Ltd in collaboration with the Bank of Industry Nigeria (BOI)/ United Nations Development Program (UNDP) and the Institute of Electrical Electronics Engineers (IEEE) announced the implementation of a 24kW PV solar based mini-grid pilot project. This project has led to the transfer of knowledge by training of locals to oversee the daily operation of the site post- implementation. This has led to the sustainability of the project. The project currently serves 200 Households (i.e. 1,600people (@ 8 persons per house).
33 | Kperegi/Swasun | Niger | Katcha | Kperegi/Swasun | 9.508056 | 5.498889 | Solar |  | 24 | [5 empty] | 3000 | 240 | 200 |  |  |  |  | GVE Projects Limited | Community | Community owned | BoI/UNDP & GVE (10% Equity) | Host community | Operational | 2017 | In June 2017, GVE Projects Ltd in collaboration with the Bank of Industry Nigeria (BOI)/ United Nations Development Program (UNDP) and the Institute of Electrical Electronics Engineers (IEEE) announced the implementation of a 24kW PV solar based mini-grid pilot project. The project currently serves 200 Households (i.e. 1,600people (@ 8 persons per house) upon commissioning early November, 2017.
34 | Kolaku | Gombe | Balanga | Kolaku | 10.040000 | 11.781389 | Solar |  | 46.8 | [7 empty] | 350 | 300 |  |  |  | GVE Projects Limited | GVE | Private | BoI/UNDP & GVE (10% Equity) | GVE | Operational | 2017 | The project is aimed at scaling of adopting renewable energy for off-grid rural electrification. The project has created 42 direct and indirect jobs during the course of implementation while creating an estimated N8.03million ($22,000.00) in wealth in the beneficiary community through construction, survey, labour and other related expenditures. The project is estimated to offsets about 438.7 metric tons of CO2 annually in the community thereby preserving the natural environment while enhancing the living standards of the inhabitants. This project has led to the transfer of knowledge by training of locals to oversee the daily operation of the site post-implementation.
35 | Ayaba | Gombe | Biliri | Ayaba | 9.803056 | 11.040000 | Solar |  | 32 | [7 empty] | 280 | 224 |  |  |  | GVE Projects Limited | Community | Community owned | BoI/UNDP & GVE (10% Equity) | Host community | Operational | 2017 | In June 2017, GVE Projects Ltd in collaboration with the Bank of Industry Nigeria (BOI)/ United Nations Development Program (UNDP) implemented a 32kW PV solar based mini-grid project in Ayaba community. The project is estimated to offsets about 324.2 metric tons of CO2 annually in the community thereby preserving the natural environment while enhancing the living standards of the inhabitants. This project has led to the transfer of knowledge by training of locals to oversee the daily operation of the site post-implementation. This has led to the sustainability of the project. The project currently serves 224 Households.
36 | Akpabom | Akwa Ibom | Onna | Akpabom | 4.598611 | 7.835278 | Solar |  | 100 | [6 empty] | 250 | 250 | 250 |  |  |  | GVE Projects Limited | Community | Community owned | Rural Electrification Fund, GVE (Equity) & Akwa Ibom State Govt (25% Equity) | Host community | Operational | 2017 | This 100kW PV solar was co-financed by the Rural Electrification Fund (REF), GVE’s impact investor “All On”, and the Akwa Ibom State government. It also includes 22 Nos Street lighting points along the main street of Akpabom
37 | Dokan Karji | Kaduna | Kauru | Dokan Karji |  |  | Solar |  | 16 | [5 empty] | 443 | 75 | 280 |  |  |  |  | ACOB Lighting Technologies | ACOB Lighting Technologies | Private | ACOB Lighting Technologies | ACOB Lighting Technologies | Operational | 2017
38 | Ogriagbene | Delta | Bomadi LGA | Ogriagbene |  |  | Solar |  | 16 | [5 empty] | 375 | 75 | [5 empty] | ACOB Lighting Technologies | ACOB Lighting Technologies | Private | ACOB Lighting Technologies | ACOB Lighting Technologies | Operational | 2017
39 | Ihuama | Rivers State | Ahoada East LGA | Ihuama |  |  | Solar |  | 16 | [5 empty] | 636 | 75 | [5 empty] | ACOB Lighting Technologies | ACOB Lighting Technologies | Private | ACOB Lighting Technologies | ACOB Lighting Technologies | Operational | 2017
40 | Kigbe | FCT | Kwali Local Government Area | Kigbe | 8.6996 | 7.1181 | Solar |  | 20 | [5 empty] | 2000 | 145 | 151 | 145 | 5 |  | 1 | Havenhill Synergy | Havenhill Synergy | Private | USADF / Power Africa Initiative | Havenhill Synergy | Operational | 2017 | The Kigbe solar mini-grid project provides 145 homes within the community with direct connection to home solar power. This allows the beneficiaries power basic electrical appliances such as bulbs, fans and TVs which they couldn’t do before. Before the solar electrification by Havenhill, the inhabitants have been relying on candles, kerosene lanterns and petrol generators for those who can afford it – all these power sources pose both health and environmental dangers to the inhabitants of the community.
41 | Angwan Rina | Plateau | Shendam LGA | Angwan Rina | 8.68323056 | 9.47388889 | Solar |  | 52.6 | [5 empty] | 4800 | 536 | 536 | 536 |  |  |  | GVE Projects Limited | Community | Community owned | GVE (Equity) & EU NESP (Grant) | Host community | Operational | 2017 | The customers have been split into 4 categories (households, commercial, community, productive users). However, it is not a strict separation as a commercial customer or productive user also intends to use electricity for its household. The projects have a total of 4,800 indirect and 3,216 direct beneficiaries respectively
42 | Demshin | Plateau | Shendam LGA | Demshin | 8.68838333 | 9.44666667 | Solar |  | 52.6 | [12 empty] | GVE Projects Limited | Community | Community owned | GVE (Equity) & EU NESP (Grant) | Host community | Operational | 2017
43 | Egbeke (UPGRADED | Rivers State | Etche | Egbeke (UPGRADED | 5.190000 | 7.216111 | Solar |  | 52 | [5 empty] | 5960 | 480 | 86 |  |  |  |  | GVE Projects Limited | Community | Community owned | GVE/Grant from IEEE USA, BoI/UNDP | Community | Operational | 2017 | In June 2012 – September 2013, GVE Projects Ltd in collaboration with the Institute of Electrical Electronics Engineers (IEEE), Bank of Industry Nigeria (BOI)/ United Nations Development Program (UNDP) Access to Renewable Energy Project and the Rivers State Sustainable Development Agency (RSSDA) implemented a 6.8kW PV solar based pilot project.
44 | Kadabo | Kaduna | Makarfi | Kadabo |  |  | Solar |  | 10 | [12 empty] | Sosai Renewable Energies Company | Sosai Renewable Energies Company | PPP | NESP | Sosai Renewable Energies Company | Operational | 2017
45 | Upake | Kogi State | Ajaokuta LGA | Upake | 7° 18.327'N | 6° 37.340'E | Solar Hybrid |  | 80 | [5 empty] | 2976 |  | 497 | 458 | 38 |  | 1 | New Moon Nigeria Limited | REA / New Moon Nigeria Limited | Public Private Partnership (PPP) model | Rural Electrification Fund | New Moon Nigeria Limited | Operational | 2018 | 308 solar pannels, 9,6KM distribution network
46 | Akpabom community | Akwa Ibom State | Onna LGA | Akpabom community | N04°35.091' | E007°50.111 | Solar |  | 100 | [5 empty] | 5500 |  | 440 | 350 | 90 |  |  | GVE Projects Limited | Rural Electrification Agency | Public Private Partnership (PPP) model | Rural Electrification Fund, Impact investor All On, and the Akwa Ibom State government | GVE Projects Limited | Operational | 2018 | The installed Akpabom mini grid, comprising a total of 306 solar panels and a distribution network cable of 5.5KM, will adequately energize the community. In addition, fifty-eight jobs were created as a result of local labour.
47 | Kare, Dadin Kowa and Tsulaye | Kebbi State | Arewa LGA | Kare, Dadin Kowa and Tsulaye | 12.8987 | 4.062 | Solar hybrid |  | 98.8 | [5 empty] | 3180 | 483 | 565 | 483 | 82 |  |  | Nayo Tropical Technology Ltd. | REA REF | PPP | REF | Nayo Tropical Technology Ltd. | Operational | 2018 | Installed 380 solar panels and other associated accessories, installed a 15.7Km distribution network.
48 | Rokota | Niger State | Edati Local Government Area | Rokota | 9.0841 | 5.4423 | Solar |  | 64 | [5 empty] | 3000 | 326 | 355 | 326 | 29 |  | 1 | PowerGen Renewable Energy Nigeria, | REA / PowerGen | Public Private Partnership (PPP) model | Federal Government of Nigeria (REA, Nigeria Electrification Project) and World Bank | PowerGen Renewable Energy Nigeria, | Operational | 2018 | The mini-grid, a 64kw solar hybrid, and 360kwh of battery storage is a testament to the pledge of the federal government to improve the lives of millions of Nigerians living in penury. The Rokota project stands out. Described as an innovative programme, the project will catalyse off-grid development in Nigeria, through the provision of grant funding, detailed market data, and technical assistance, in collaboration with the World Bank and African Development Bank. With a distribution network of 10km across the community, the mini-grid is expected to supply constant electricity to 326 households, which will propel economic growth and improve small and medium scale business activities within the community. New business opportunities will also be possible with the availability of reliable electricity. The NEP components are solar hybrid mini-grids, solar home systems (SHS) and the energizing education programme (EEP).
49 | Akipelai | Bayelsa State | Ogbia LGA | Akipelai | 4.5848 | 7.8352 | Hybrid PV/Diesel | 100 | 67 | [8 empty] | 364 |  |  |  | Renewvia Energy Corporation |  |  | Federal Government of Nigeria (REA, Nigeria Electrification Project) and World Bank |  | Operational | 2018 | The 67.32kW solar hybrid mini grids in Akipelai and Oloibiri are estimated to connect 364 households, and in the course of developing the infrastructure, created 170 jobs in the construction phase and seven permanent jobs. These mini grids utilize lithium-ion battery storage to provide reliable power throughout non daylight hours and are designed to scale as individual household and communal power demand increases. These two systems include 134.64kW of solar PV, 180kWh of lithium battery storage and 2 units of 100kva diesel generator sets. The solar hybrid mini grids will provide clean, safe and reliable electricity to hundreds of people and spur economic growth in Akipelai and Oloibiri respectively.
50 | Oloibiri | Bayelsa State | Ogbia LGA | Oloibiri | 4.6702 | 6.3132 | Hybrid PV/Diesel | 100 | 67 | [11 empty] | 2 | Renewvia Energy Corporation | Renewvia Energy Corporation | PPP |  | Renewvia Energy Corporation | Operational | 2018
51 | Adebayo Community | Edo State | Ovia South LGA | Adebayo Community | 6.4023 | 5.1089 | Hybrid PV |  | 100 | [6 empty] | 500 | 515 | 500 | 15 |  | 2 | Fanny Frank Global Resources Limited | REA / Fanny Frank Global Resources Limited | Public Private Partnership (PPP) model | Rural Electrification Fund | Fanny Frank Global Resources Limited | Operational | 2018 | The installed power plant has a total capacity of 100kw, 294 high-grade solar panels, 72 batteries, 20 street lights, and a 27-kilometer distribution cable.
52 | Olooji Community | Ogun State | Ijebu East | Olooji Community | 6.8895 | 4.4537 | Hybrid PV |  | 100 | [5 empty] | 4500 | 634 | 655 | 634 | 21 |  | 2 | Acon Lighting Technology Limited | REA / Acon Lighting Technology Limited | Public Private Partnership (PPP) model | Rural Electrification Fund | Acon Lighting Technology Limited | Operational | 2018 | The solar grid has 304 panels, which would provide electricity to 4,500 residents of the community. The grid has a solar capacity of 100 kilowatts completed, comprising a total of 304 pieces of solar panels. Over 4,500 residents of Olooji are benefitting from this project, which has been connected to over 634 homes, as well as commercial users.
53 | Eka-Awoke | Ebonyi | Ikwo LGA | Eka-Awoke | 6.0573 | 8.0811 | Hybrid Solar |  | 100 | [5 empty] | 2000 | 855 | 450 | 300 | 150 |  |  | Rural Electrification Agency | REA / Cloud Energy Photo Electric Limited | Public Private Partnership (PPP) model | Rural Electrification Fund | Cloud Energy Photo Electric Limited | Operational | 2018 | The installed solar hybrid mini grid power plant, which has a total capacity of 100KW, has 330 high grade solar panels and 12KM of distribution network cable, which now serves this community with constant electricity through the 300 buildings successfully connected to the mini grid
54 | Dakiti | Gombe | Akko LGA | Dakiti | 9.4275 | 11.7394 | PV |  | 85 | [5 empty] | 1500 | 500 |  | 500 |  |  |  | Rural Electrification Agency | REA / Leading Diagonal Engineerig Limited | Public Private Partnership (PPP) model | Rural Electrification Fund | Leading Diagonal Engineerig Limited | Operational | 2019 | The power plant also consists of 100 solar panels, 96 batteries and over 4.5KM distribution network cables and is expected to serve over 1,500 people in the area with constant electricity.
55 | Bambami | Katsina | Batagarawa LGA | Bambami | 12.9139 | 7.5613 | PV |  | 30 | [12 empty] | Rural Electrification Agency | REA / IBK Services Limted | Public Private Partnership (PPP) model | Rural Electrifcation Fund | IBK Services Limted | Operational | 2019
56 | Goton Sarki | Niger State | Paikoro LGA | Goton Sarki | 9.6607 | 7.2407 | solar |  | 40 | [5 empty] | 1500 | 120 | 120 | 120 |  |  |  | Rural Electrification Agency | REA / AY Global Resources Limited | Public Private Partnership (PPP) model | Rural Electrifcation Fund | AY Global Resources Limited | Operational | 2019 | The solar photovoltaic plant was built by the Rural Electrification Agency (REA). The installation consists of 200 monocrystalline solar panels, a 60 kVa hybrid inverter, 60 deep cycle storage batteries and an IoT (Internet of Things) wireless smart metering system. It also has a 1.6 km radius of distribution network.
57 | Araria International Market Aba | Abia | Aba North | Araria International Market Aba |  |  | Fossil | 9500 | [6 empty] | 50000 |  | 4000 |  | 4000 |  |  | Rural Electrification Agency | Ariaria Market Energy Solutions Ltd (AMES) | Private | Ariaria Market Energy Solutions Ltd (AMES) | Ariaria Market Energy Solutions Ltd (AMES) | Operational | 2019 | The Rural Electrification Agency (REA) has disclosed that out of the 37,000 shops located within the busy Ariaria International Market in Aba, Abia State, 4,000 have been connected to clean, affordable and stable electricity generated from a 9.5 megawatts (MW) gas-based power plant built under its Energising Economies Initiative (EEI) by a private investor. Over 15,000 SMEs are currently receiving affordable and constant power supply to run their businesses, with the project reportedly creating 250 direct jobs and 370 indirect jobs already in the market.
58 | Sabon Gari Market | Kano | Sabon Gari | Sabon Gari Market |  |  | Solar |  | 1300 | [5 empty] | 13000 |  | 1198 |  | 1198 |  |  | Rural Electrification Agency | Sabon Gari Energy Solutions Limited | Private | Sabon Gari Energy Solutions Limited | Sabon Gari Energy Solutions Limited | Operational | 2019 | Sabon Gari Energy Solutions Limited (SGESL) is the developer of the project. The energy audit carried out by REA indicated that most of the 13,000 shops in the market were powered by alternative sources of power, with 98% relying on some form of generator for their power supply. In February 2018, SGESL installed high capacity solar lithium based standalone systems to provide stable power to the market. As of October 2018, SGESL is providing sustainable power to 1,198 shops with plans to expand the customer base to cover all 13,000 stalls in the market.
59 | Sura Shopping Complex | Lagos | Lagos Island | Sura Shopping Complex |  |  | Fossil | 1500 | [6 empty] | 1050 |  | 1047 |  | 1047 |  |  | Rural Electrification Agency | Solad Power Holdings | Private | Solad Power Holdings | Solad Power Holdings | Operational | 2019 | The Sura Shopping Complex in Lagos takes excess capacity power from Lagos Island Independent Power Plant through a dedicated underground distribution network built by Solad Power Holdings (SPH), a private developer. SPH also established a state-of-the-art customer service center which serves as a customer registration point, responds to all queries and resolves technical issues while providing hands-on after-sale services and installed smart meters in every shop.
60 | Takum and Ussa | Taraba | Takum | Takum and Ussa |  |  | PV |  | 37 | [12 empty] | B.Solar Energy Limited |  |  | REA |  | Operational | 2019
61 | Bishop Kodji | Lagos | Amuwo Odofin LGA | Bishop Kodji |  |  | Solar |  | 300 | [5 empty] | 1500 | [5 empty] | 4 | LASG | LASG | Government | LASG | Host community | Non-operational | 2019 | In an effort to remedy the dire electricity situation at Bishop Kodji, in 2006 the Lagos state government stepped in and installed 300-watt photovoltaic (PV) panels at two sites. The idea was that the system would power the community building, the primary school, a church, a mosque, and a water pump that was installed at the village well to push water into an overhead tank, according to a report on the project by Adenike Boyo, director of science and technology at the Directorate of Policy, Programmes and Promotion for the state of Lagos. The panels each generate roughly the same wattage as three laptop chargers. However, for more than a decade now the installation is not working mainly as a result of sabotage and lack of maintenance
62 | Sabon Birni | Sokoto State | Sabon Birni LGA | Sabon Birni |  |  | Solar |  | 60 | [11 empty] | 8 | Sokoto State Government | Sokoto State Government | Government | Sokoto State Government | Sokoto State Government | Not commissioned yet | 2020 | Sokoto State government says it has spent N232 million to install 60kw Solar power mini-grid for security light, hospital, Mosques and local government Secretariat in Sabon Birni local government area of the state. This project when completed will provide sufficient light for all security lights in the town, hospital, Mosques, public schools and local government Secretariat
63 | Bayan Fada | Bauchi State | Ningi LGA | Bayan Fada | 11.0716 | 9.5729 | Solar hybrid |  | 7.5 |  |  | 30 |  |  | 1350 | [6 empty] | ACOB Lighting Technology Limited | ACOB Lighting Technology Limited | Private | ACOB Lighting Technology Limited | ACOB Lighting Technology Limited | Operational | 2020
64 | Mokoloki | Ogun State | Obafemi Owode LGA | Mokoloki |  |  | solar hybrid | 88 | 100 | [5 empty] | 1000 | 230 | 289 | 230 | 48 |  | 11 | Ibadan Electricity Distribution Company (IBEDC) and Nayo Tropical Technology (Nayo Tech) | Ibadan Electricity Distribution Company (IBEDC) and Nayo Tropical Technology (Nayo Tech) | Private-Private Partnership | Ibadan Electricity Distribution Company (IBEDC) and Nayo Tropical Technology (Nayo Tech) | Ibadan Electricity Distribution Company (IBEDC) and Nayo Tropical Technology (Nayo Tech) | Operational | 2020 | The generation system was designed to handle load growth, with 100 kW solar PV, 192 nkWh battery, and 88 kW diesel backup installed and an expansion plan in place. This scalable system design, while unusual due to the additional planning required, is considered best practice in the minigrid sector due to the difficulty of load prediction. Reliability is reported at 99.9 percent.
65 | Budo Are | Oyo State | Itesiwaju LGA | Budo Are | 8.3436 | 3.2499 | solay hybrid |  | 100 | [6 empty] | 400 | 450 | 400 | 50 |  |  | REA | REA / Havenhill Synergy Limited | PPP | REA | Havenhill Synergy Limited | Operational | 2020 | Prior to the deployment of this mini-grid, the community had no electricity, being an off-grid. This solution would power over 400 households and 50 businesses. It has a storage Capacity of 316kWh and distribution network of 4.92km.
66 | Torankawa | Sokoto State | Yabo LGA | Torankawa | 12.656 | 4.865 | Hybrid | 100 | 60 | [5 empty] | 1750 | 350 | 376 | 350 | 20 |  | 6 | Federal Ministry of Power | Community | Public | Federal Ministry of Power | Community | Operational | 2020 | Torankawa grid solar power features 125kVA battery and electricity inverter, 60kW Solar Photophotics (PV) modules, 216kWh battery bank and 100kva backup diesel generator. Part of the project was the rehabilitation of a four kilometre Town Distribution Network (TDN) disrupted five years ago, and the upgrade of 100 customers’ connection along with installed smart meters. It also includes 50 street lights
67 | Kwaku | FCT | Kuje Area Council | Kwaku |  |  | PV |  | 30 | [5 empty] | 5000 | [6 empty] | Havenhill Synergy | Havenhill Synergy | Private | Havenhill Synergy | Havenhill Synergy | Operational | 2020
68 | Gbagira | Ondo State | Ilaje LGA | Gbagira | 5.9204 | 4.968 | Solar |  | 15 | [7 empty] | 18 |  |  |  |  | A4&T | A4&T | Private | A4&T | A4&T | Operational | 2020
69 | Obudu | Cross River | Obanliku LGA | Obudu |  |  | PV |  | 60 | [5 empty] | 3600 | [6 empty] | Rural Electrification Agency | Community | Public | Rural Electrification Agency | Community | Operational | 2020
70 | Mbela / Lagaje | Adamawa State | Mayobelwa | Mbela / Lagaje |  |  | PV |  | 30 | [12 empty] | Rural Electrification Agency | Community | Public | Rural Electrification Agency | Community | Operational | 2020
71 | Shimankar | Plateau State | Shendam LGA | Shimankar | 8.6283 | 9.5258 | Hybrid | 100 | 234 | [6 empty] | 1972 | 2269 | 1972 | 278 |  | 19 | Rural Electrification Agency | REA / GVE | PPP | Rural Electrification Agency | GVE Projects Limited | Operational | 2020
72 | Gololo | Bauchi State | Gamawa LGA | Gololo | 12.3159 | 10.6906 | Solar |  | 10 | [12 empty] | Rural Electrification Agency | Community | Public | Rural Electrification Agency | ACOB Lighting Technology Limited | Operational | 2020
73 | Idi-Ata & Onibambu | Osun State | Ife North LGA | Idi-Ata & Onibambu | 7.3181 | 4.4273 | Solar |  | 24 | [5 empty] | 1180 | [6 empty] | Bank of Industry | Community | Public | Bank of Industry | Arnergy | Operational | 2020
74 | Yebu | FCT | Kwali LGA | Yebu | 8.6831 | 7.0949 | Solar |  | 40 | [12 empty] | Havenhill Synergy | Havenhill Synergy | PPP |  | Havenhill Synergy | Operational | 2020
75 | Tunga Jika | Niger | Magama LGA | Tunga Jika | 10.0243 | 4.7681 | Solar |  | 100 | [5 empty] | 4000 | 202 | [5 empty] | EU NESP | Nayo Tropical | PPP | EU NESP | Nayo Tropical | Operational | 2020
76 | Ugbonla | Ondo State |  | Ugbonla | 6.1463 | 4.7863 | Solar |  | 30.15 | [7 empty] | 360 |  |  |  |  | A4&T Power Solutions | A4&T Power Solutions | PPP | REA NEP Mini-Grid Performance-Based Grants | A4&T Power Solutions | Operational | 2021
77 | Lomileju | Ondo State |  | Lomileju | 7.1575 | 4.8182 | Solar Hybrid |  | 15 | [7 empty] | 120 | [7 empty] | REA NEP Mini-Grid Performance-Based Grants |  | Operational | 2021
78 | Kurdula | Sokoto State | Gudu LGA | Kurdula | 13.5751 | 4.3701 | Solar |  | 80 | [5 empty] | 6000 | 800 | [5 empty] | Go Solar | Go Solar | PPP | EU, NESP Program | Go Solar | Operational | 2021
79 |  | Plateau State | Shimankar |  | 8.6312 | 9.5245 | Solar Hybrid |  | 234 | [6 empty] | 1972 |  |  | 273 |  | 19 |  |  |  | REA NEP Mini-Grid Performance-Based Grants |  | Operational | 2021
80 | Iponri Shopping Complex (Phase I) | Lagos State | Surulere | Iponri Shopping Complex (Phase I) | 6.4869° | 3.3643° | Solar |  | 700 | [9 empty] | 530 |  |  | Virtus Energy Solutions Limited | Iponri Market Energy Solution Limited | PPP | REA EEI | Iponri Market Energy Solution Limited | Operational | 2021 | Iponri Market is powered by High Capacity Solar Home Systems with the presence of Hubs for housing the inverters and batteries. The market is to be electrified in phases. Phase 1 electrification is complete and consists of 530 shops with Phase 2 in view. Connected shops are retrofitted with energy saving bulbs, fans, charging ports and are also metered.
81 | Edaiken Market (Phase I) | Edo State | Benin | Edaiken Market (Phase I) | 6.3743 | 5.6139 | Solar |  | 300 | [9 empty] | 168 |  |  | Virtus Energy Solutions Limited | Edaiken Market Energy Solutions Limited | PPP | REA EEI | Iponri Market Energy Solution Limited | Operational | 2021 | Edaiken Market powered by High Capacity Solar Home Systems with the presence of Hubs for housing the inverters and batterie. The market is being electrified in phases. Phase 1 has 168 shops powered. Connected shops are retrofitted with energy saving bulbs, fans and charging ports and are also metered.
82 | Kasuwan Magani | Kaduna State | Kajuru LGA | Kasuwan Magani | 10.3987° | 7.7159° | Solar Hybrid |  | 100 | [9 empty] | 500 | 1 | 2 | Blue Camel Energy Limited |  | PPP | REA REF |  | Operational | 2021 | A 100kWp solar mini-grid designed to power the Kasuwan Magani market, Kajuru LGA, Kaduna State under Rural Electrification Fund. This project provides reliable energy to: over 500 shops, 1 commercial Bank, 1 Police Station and 1 Fire Service Station.
83 | Ita-Osun Market (Phase I) | Ogun State | Ijebu Ode LGA | Ita-Osun Market (Phase I) | 6.8173° | 3.9113° | Solar Hybrid |  | 200 | [9 empty] | 508 |  |  | Virtus Energy Solutions Limited | Ita-Osun Market Energy Solutions Limited | PPP | REA EEI | Ita-Osun Market Energy Solutions Limited | Operational | 2021 | Ita-Osu Market is powered by High Capacity Solar Home Systems with the presence of Hubs for housing the inverters and batteries. The market is to be electrified in phases. There is a pilot project which consists of 56 shops. Phase 1 has 508 connected shops in the market. The market has 3 functional hubs. Hub 0 houses the boxes used for the pilot, while hub 001 and 002 house the rest of the installations that make up Phase I. Connected shops are retrofitted with energy saving bulbs, fans, charging ports and are also metered.
84 | Isikan Market | Ondo State | Akure South LGA | Isikan Market | 7.2508° | 5.1830° | Solar Hybrid |  | 200 | [9 empty] | 486 |  |  | Virtus Energy Solutions Limited | Isikan Market Energy Solutions Limited | PPP | REA EEI | Isikan Market Energy Solutions Limited | Operational | 2021 | Isikan Market is powered by High Capacity Solar Home Systems with the presence of Hubs for housing the inverters and batteries. The market connection activities happened in one phase. Connected shops are retrofitted with energy saving bulbs, fans, charging ports and are also metered.
85 | Nepa 1 Market | Ondo State | Akure South LGA | Nepa 1 Market |  |  | Solar |  | 200 | [9 empty] | 255 |  |  | Virtus Energy Solutions Limited | Ondo Markets Energy Solutions Limited | PPP | REA EEI | Ondo Markets Energy Solutions Limited | Operational | 2021 | Nepa 1 Market is to be powered by High Capacity Solar Home Systems with the presence of Hubs for housing the inverters and batteries. Construction is complete, market is electrified and monthly uptake rate for power is steadily increasing. Connected shops are retrofitted with energy saving bulbs, fans and charging ports and are also metered.
86 | Nepa 2 Market | Ondo State | Akure South LGA | Nepa 2 Market |  |  | Solar |  | 200 | [9 empty] | 308 |  |  | Virtus Energy Solutions Limited | Ondo Markets Energy Solutions Limited | PPP | REA EEI | Ondo Markets Energy Solutions Limited | Operational | 2021 | Nepa 2 Market is to be powered by High Capacity Solar Home Systems with the presence of Hubs for housing the inverters and batteries. Construction is complete, market is electrified and monthly uptake rate for power is steadily increasing. Connected shops are retrofitted with energy saving bulbs, fans and charging ports and are also metered.
87 | Rukubi Community | Nasarawa State | Doma LGA | Rukubi Community |  |  | Solar |  | 50 | [12 empty] | Husk Power | Husk Power | PPP | REA NEP | Husk Power | Operational | 2021
88 | Idadu Community | Nasarawa State | Doma LGA | Idadu Community |  |  | Solar |  | 50 | [12 empty] | Husk Power | Husk Power | PPP | REA NEP | Husk Power | Operational | 2021
89 | Igbabo Community | Nasarawa State | Doma LGA | Igbabo Community |  |  | Solar |  | 50 | [12 empty] | Husk Power | Husk Power | PPP | REA NEP | Husk Power | Operational | 2021
90 | Kiguna Community | Nasarawa State | Lafia LGA | Kiguna Community |  |  | Solar |  | 50 | [12 empty] | Husk Power | Husk Power | PPP | REA NEP | Husk Power | Operational | 2021
91 | Akura Community | Nasarawa State | Lafia LGA | Akura Community |  |  | Solar |  | 50 | [12 empty] | Husk Power | Husk Power | PPP | REA NEP | Husk Power | Operational | 2021
92 | Gidan Buba Community | Nasarawa State | Lafia LGA | Gidan Buba Community |  |  | Solar |  | 50 | [12 empty] | Husk Power | Husk Power | PPP | REA NEP | Husk Power | Operational | 2021
93 | Gbangba Community | Niger State | Gbako LGA | Gbangba Community |  |  | Solar |  | 90 | [5 empty] | 1500 | 280 |  | 280 | 20 |  |  | Engie | Engie | PPP | REA NEP | Engie | Operational | 2021 | The solar mini-grid will benefit the locals of Gbangba community with an electricity supply for the first time ever and empower over 300 customers, comprising households, micro and small enterprises (MSEs), etc. The mini-grid will directly impact the lives of 1,500 people.
94 | Makami Community | Kaduna State | Kauru LGA | Makami Community | 10.5872 | 8.0643 | Solar Hybrid |  | 50 | [5 empty] | 2450 | 465 | 490 |  | 25 |  |  | ECREEE | ACOB | PPP | ECREEE | ACOP | Operational | 2021
95 | Obadoore Community | Kogi State | Obadigbo LGA | Obadoore Community | 6.722 | 4.555 | Solar hybrid |  | 40 | [6 empty] | 426 | 490 | 426 | 60 |  | 4 | USDAF / Allon | ACOB | PPP | USDAF / Allon | ACOB | Operational | 2022
96 | Ahoto Community | Jigawa State | Buji LGA | Ahoto Community | 11.6386 | 9.7936 | Solar |  | 40 | [12 empty] | Solar Electric Light Fund -SELF | Solar Electric Light Fund -SELF | Private | USAID / USDoE / Jigawa State Government | Solar Electric Light Fund -SELF | Operational | 2022
97 | Belel Community | Adamawa State | Maiha LGA | Belel Community |  |  | Solar |  | 100 | [5 empty] | 10000 | 400 | [5 empty] | Vaya Energy | Vaya Energy | PPP | REA REF | Vaya Energy | Operational | 2022 | The Belel project is a Public Private Partnership (PPP) with the Federal Government of Nigeria through the Rural Electrification Fund (REF) of the Rural Electrification Agency (REA). The mini-grid was developed and is owned and operated by VAYA Energy and is powered by NXT Grid platform. The mini-grid is fully automated with state-of the-art IoT technology making is easy to monitor and control all aspects of the grid as well as automatically sending token to customer meters without the need for any manual input.
98 | Sabon Rijiya | Niger State | Mashegu LGA | Sabon Rijiya |  |  | Solar |  | 150 | [12 empty] | Nayo Tropical Technology Ltd. | Nayo Tropical Technology Ltd. | PPP | REA NEP | Nayo Tropical Technology Ltd. | Operational | 2022
99 | Gbara Community | Niger State |  | Gbara Community |  |  | Solar |  | 84 | [12 empty] | PowerGen | PowerGen | PPP | REA NEP | PowerGen | Operational | 2022
100 | Maagi Bukun | Niger State |  | Maagi Bukun |  |  | Solar |  | 76 | [12 empty] | PowerGen | PowerGen | PPP | REA NEP | PowerGen | Operational | 2022
101 | Maagi Igenchi | Niger State |  | Maagi Igenchi |  |  | Solar |  | 76 | [12 empty] | PowerGen | PowerGen | PPP | REA NEP | PowerGen | Operational | 2022
102 | Nantu | Niger State |  | Nantu |  |  | Solar |  | 42 | [12 empty] | PowerGen | PowerGen | PPP | REA NEP | PowerGen Renewable Energy Nigeria, | Operational | 2022
103 | Ndejiko | Niger State |  | Ndejiko |  |  | Solar |  | 26 | [12 empty] | PowerGen Renewable Energy Nigeria, | PowerGen Renewable Energy Nigeria, | PPP | REA NEP | PowerGen Renewable Energy Nigeria, | Operational | 2022
104 | Kpanbo | Niger State |  | Kpanbo |  |  | Solar |  | 76 | [12 empty] | PowerGen | PowerGen | PPP | REA NEP | PowerGen Renewable Energy Nigeria, | Operational | 2022
105 | Dancitagi | Niger State |  | Dancitagi |  |  | Solar |  | 200 | [12 empty] | PowerGen | PowerGen | PPP | REA NEP | PowerGen Renewable Energy Nigeria, | Operational | 2022
106 | Dukugi | Niger State |  | Dukugi |  |  | Solar |  | 156 | [12 empty] | PowerGen | PowerGen | PPP | REA NEP | PowerGen Renewable Energy Nigeria, | Operational | 2022
107 | Gbade | Niger State |  | Gbade |  |  | Solar |  | 106 | [12 empty] | PowerGen | PowerGen | PPP | REA NEP | PowerGen Renewable Energy Nigeria, | Operational | 2022
108 | Ebangi | Niger State |  | Ebangi |  |  | Solar |  | 56 | [12 empty] | PowerGen | PowerGen | PPP | REA NEP | PowerGen Renewable Energy Nigeria, | Operational | 2022
109 | Sosa | Niger State |  | Sosa |  |  | Solar |  | 56 | [12 empty] | PowerGen | PowerGen | PPP | REA NEP | PowerGen Renewable Energy Nigeria, | Operational | 2022
110 | Sa’achi Nku | Niger State |  | Sa’achi Nku |  |  | Solar |  | 56 | [12 empty] | PowerGen | PowerGen | PPP | REA NEP | PowerGen | Operational | 2022
111 | Kalaibiama | Akwa Ibom State |  | Kalaibiama |  |  | Solar |  | 25 | [12 empty] | Renewvia | Renewvia | PPP | REA NEP | Renewvia | Operational | 2022
112 | Ugbo-Nla | Ondo State |  | Ugbo-Nla |  |  | Solar |  | 30 | [12 empty] | A4&T Power Solutions | A4&T Power Solutions | PPP | REA NEP | A4&T Power Solutions | Operational | 2022
113 | Laoso |  |  | Laoso |  |  | Solar |  | 54 | [14 empty] | PPP | REA NEP |  | Operational | 2022
114 | Mebiowa Okposi |  |  | Mebiowa Okposi |  |  | Solar |  | 98 | [14 empty] | PPP | REA NEP |  | Operational | 2022
115 | Bokani |  |  | Bokani |  |  | Solar |  | 100 | [14 empty] | PPP | REA NEP |  | Operational | 2022
116 | Adogo Mallam |  |  | Adogo Mallam |  |  | Solar |  | 180 | [14 empty] | PPP | REA NEP |  | Operational | 2022
117 | Soba |  |  | Soba |  |  | Solar |  | 100 | [14 empty] | PPP | REA NEP |  | Operational | 2022
118 | Sabon Gari |  |  | Sabon Gari |  |  | Solar |  | 100 | [14 empty] | PPP | REA NEP |  | Operational | 2022
119 | Lafian-Kpada |  |  | Lafian-Kpada |  |  | Solar |  | 50 | [14 empty] | PPP | REA NEP |  | Operational | 2022
120 | Mai Jaki |  |  | Mai Jaki |  |  | Solar |  | 45 | [14 empty] | PPP | REA NEP |  | Operational | 2022
121 | Aninigi |  |  | Aninigi |  |  | Solar |  | 24 | [14 empty] | PPP | REA NEP |  | Operational | 2022
122 | Ikenne Market |  |  | Ikenne Market |  |  | Solar |  | 58 | [14 empty] | PPP | REA NEP |  | Operational | 2022
123 | Bakono |  |  | Bakono |  |  | Solar |  | 100 | [14 empty] | PPP | REA NEP |  | Operational | 2022
124 | Ajana Ejidoku |  |  | Ajana Ejidoku |  |  | Solar |  | 60 | [14 empty] | PPP | REA NEP |  | Operational | 2022
125 | Obokwu Ozuzu | Rivers State |  | Obokwu Ozuzu |  |  | Solar |  | 19 | [5 empty] | 1200 | 250 | [5 empty] | Renewvia | Renewvia | PPP | REA NEP | Renewvia | Operational | 2022
126 | Old Chikuku |  |  | Old Chikuku |  |  | Solar |  | 40 | [14 empty] | PPP | REA NEP |  | Operational | 2022
127 | Petti | FCT |  | Petti |  |  | Solar |  | 60 | [12 empty] | Nayo Tropical | Nayo Tropical | PPP | REA NEP | Nayo Tropical | Operational | 2022
128 | Kilankwa | FCT |  | Kilankwa |  |  | Solar |  | 60 | [12 empty] | Nayo Tropical | Nayo Tropical | PPP | REA NEP | Nayo Tropical | Operational | 2022
129 | Kilankwa II | FCT |  | Kilankwa II |  |  | Solar |  | 60 | [12 empty] | Nayo Tropical | Nayo Tropical | PPP | REA NEP | Nayo Tropical | Operational | 2022
130 | Abaribara |  |  | Abaribara |  |  | Solar |  | 27 | [14 empty] | PPP | REA NEP |  | Operational | 2022
131 | Bendeghe-Afi | Cross River State | Ikom LGA | Bendeghe-Afi |  |  | Solar |  | 19 | [5 empty] | 1400 | [6 empty] | Renewvia | Renewvia | PPP | REA NEP | Renewvia | Operational | 2022
132 | Opu | Cross River State | Ikom LGA | Opu |  |  | Solar |  | 14 | [5 empty] | 1100 | [6 empty] | Renewvia | Renewvia | PPP | REA NEP | Renewvia | Operational | 2022
133 | Balep | Cross River State | Ikom LGA | Balep |  |  | Solar |  | 9 | [5 empty] | 800 | [6 empty] | Renewvia | Renewvia | PPP | REA NEP | Renewvia | Operational | 2022
134 | Ekong Anaku | Cross River State | Akamkpa | Ekong Anaku |  |  | Solar |  | 12 | [12 empty] | Renewvia | Renewvia | PPP | REA NEP | Renewvia | Operational | 2022
135 | Emereoke | Akwa Ibom State | Eastern Obolo LGA | Emereoke |  |  | Solar |  | 28 | [5 empty] | 2000 | [6 empty] | Renewvia | Renewvia | PPP | REA NEP | Renewvia | Operational | 2022
136 | Mbiabet Esieyere |  |  | Mbiabet Esieyere |  |  | Solar |  | 20 | [14 empty] | PPP | REA NEP |  | Operational | 2022
137 | Olokoto | Oyo State |  | Olokoto |  |  | Solar |  | 35 | [12 empty] | Havenhill Synergy | Havenhill Synergy | PPP | REA NEP | Havenhill Synergy | Operational | 2022
138 | Elekonkan | Oyo State |  | Elekonkan |  |  | Solar |  | 100 | [12 empty] | Havenhill Synergy | Havenhill Synergy | PPP | REA NEP | Havenhill Synergy | Operational | 2022
139 | Okerete | Oyo State |  | Okerete |  |  | Solar |  | 16 | [12 empty] | Havenhill Synergy | Havenhill Synergy | PPP | REA NEP | Havenhill Synergy | Operational | 2022
140 | Adafila | Oyo State |  | Adafila |  |  | Solar |  | 90 | [12 empty] | Havenhill Synergy | Havenhill Synergy | PPP | REA NEP | Havenhill Synergy | Operational | 2022
141 | Orita Orisumibare | Oyo State |  | Orita Orisumibare |  |  | Solar |  | 35 | [12 empty] | Havenhill Synergy | Havenhill Synergy | PPP | REA NEP | Havenhill Synergy | Operational | 2022
142 | Sanni Sala | Oyo State |  | Sanni Sala |  |  | Solar |  | 35 | [12 empty] | Havenhill Synergy | Havenhill Synergy | PPP | REA NEP | Havenhill Synergy | Operational | 2022
143 | Alaropo Nla | Oyo State |  | Alaropo Nla |  |  | Solar |  | 16 | [12 empty] | Havenhill Synergy | Havenhill Synergy | PPP | REA NEP | Havenhill Synergy | Operational | 2022
144 | Ahoro Dada | Oyo State |  | Ahoro Dada |  |  | Solar |  | 50 | [12 empty] | Havenhill Synergy | Havenhill Synergy | PPP | REA NEP | Havenhill Synergy | Operational | 2022
145 | Igbori | Oyo State |  | Igbori |  |  | Solar |  | 25 | [12 empty] | Havenhill Synergy | Havenhill Synergy | PPP | REA NEP | Havenhill Synergy | Operational | 2022
146 | Oko Ile | Oyo State |  | Oko Ile |  |  | Solar |  | 50 | [12 empty] | Havenhill Synergy | Havenhill Synergy | PPP | REA NEP | Havenhill Synergy | Operational | 2022
147 | Kofeogun | Oyo State |  | Kofeogun |  |  | Solar |  | 16 | [12 empty] | Havenhill Synergy | Havenhill Synergy | PPP | REA NEP | Havenhill Synergy | Operational | 2022
148 | Ayegun Wasimi | Oyo State |  | Ayegun Wasimi |  |  | Solar |  | 16 | [12 empty] | Havenhill Synergy | Havenhill Synergy | PPP | REA NEP | Havenhill Synergy | Operational | 2022
149 | Arget | Oyo State |  | Arget |  |  | Solar |  | 35 | [12 empty] | Havenhill Synergy | Havenhill Synergy | PPP | REA NEP | Havenhill Synergy | Operational | 2022
150 | Abuja Leather | Oyo State |  | Abuja Leather |  |  | Solar |  | 70 | [12 empty] | Havenhill Synergy | Havenhill Synergy | PPP | REA NEP | Havenhill Synergy | Operational | 2022
151 | Achara Community | Ebonyi State | Onicha LGA | Achara Community |  |  | Solar |  | 100 | [14 empty] | PPP | REA REF |  | Operational | 2022
152 | Rafinzurah Community | FCT | Gwagwalada Area Council | Rafinzurah Community |  |  | Solar |  | 100 | [12 empty] | Nayo Tropical | Nayo Tropical | PPP | REA REF | Nayo Tropical | Operational | 2022
153 | Bin Muza Community | Sokoto State | Yabo LGA | Bin Muza Community |  |  | Solar |  | 100 | [14 empty] | PPP | REA REF |  | Operational | 2022
154 | Abule Oluwo-Oke | Ogun State | Obafemi Owode LGA | Abule Oluwo-Oke |  |  | Solar |  | 80 | [14 empty] | PPP | REA REF |  | Operational | 2022
155 | Viukutha Village | Borno State | Biu LGA | Viukutha Village |  |  | Solar |  | 100 | [14 empty] | PPP | REA REF |  | Operational | 2022
156 | Farun Daba Community | Jigawa State | Kazaure | Farun Daba Community |  |  | Solar |  | 100 | [14 empty] | PPP | REA REF |  | Operational | 2022
157 | Wakili Gurin Community | Adamawa State |  | Wakili Gurin Community |  |  | Solar |  | 100 | [14 empty] | PPP | REA REF |  | Operational | 2022
158 | Kaida | FCT |  | Kaida |  |  | Solar |  | 100 | [14 empty] | PPP | REA REF |  | Operational | 2022
159 | Umumbo Community | Anambra State | Anyamelum LGA | Umumbo Community |  |  | Solar |  | 100 | [14 empty] | PPP | REA REF |  | Operational | 2022
160 | Sangelu Community | Kebbi State |  | Sangelu Community |  |  | Solar |  | 100 | [14 empty] | PPP | REA REF |  | Operational | 2022
161 | Assiga Community | Cross River State |  | Assiga Community |  |  | Solar |  | 100 | [14 empty] | PPP | REA REF |  | Operational | 2022
162 | Ijebu Community | Ogun State | Odogbolu LGA | Ijebu Community |  |  | Solar |  | 100 | [14 empty] | PPP | REA REF |  | Operational | 2022
163 | Moshi Gbofa Community | Kwara State |  | Moshi Gbofa Community |  |  | Solar |  | 100 | [12 empty] | Havenhill Synergy | Havenhill Synergy | PPP | REA REF | Havenhill Synergy | Operational | 2022
164 | Sabon Gida | Nasarawa State | Lafia LGA | Sabon Gida |  |  | Solar |  | 100 | [12 empty] | Husk Power | Husk Power | PPP | REA REF | Husk Power | Operational | 2022
165 | Gwane Community | Kwara State |  | Gwane Community |  |  | Solar |  | 100 | [12 empty] | Havenhill Synergy | Havenhill Synergy | PPP | REA REF | Havenhill Synergy | Operational | 2022
166 | Lamileju Community | Ondo State |  | Lamileju Community |  |  | Solar |  | 100 | [12 empty] | A4&T Power Solutions | A4&T Power Solutions | PPP | REA REF | A4&T Power Solutions | Operational | 2022
167 | Yelwa Community | Nasarawa State |  | Yelwa Community |  |  | Solar |  | 100 | [12 empty] | Husk Power | Husk Power | PPP | REA REF | Husk Power | Operational | 2022
168 | Odofado Community | Ondo State | Ilaje LGA | Odofado Community |  |  | Solar |  | 20 | [6 empty] | 100 | [5 empty] | PIND |  |  |  |  | Operational | 2022
169 | Etomi, Agbokim, Abia, and Bendeghe Communities | Cross River | Etung LGA | Etomi, Agbokim, Abia, and Bendeghe Communities |  |  | Interconnected |  | 440 | [5 empty] | 125000 | [6 empty] | REA |  |  | REA/IMAS |  | Operational
170 | Lambata | Niger | Gurara LGA | Lambata |  |  | Interconnected |  | 990 | [6 empty] | 3900 | [5 empty] | REA |  |  | REA/IMAS |  | Operational
171 | Bakin Ciyawa and Kwande Communities | Plateau State | Qua'an Pan LGA | Bakin Ciyawa and Kwande Communities |  |  | Interconnected |  | 550 | [6 empty] | 3500 | [5 empty] | REA |  |  | REA/IMAS |  | Operational
172 | Uhuafor Nomeh | Enugu State | Nkanu East | Uhuafor Nomeh |  |  | Hybrid |  | 100 | [5 empty] | 3000 | [6 empty] | REA |  |  | REA/REF |  | Operational | 2024
173 | Okangha Mkpansi community | Cross River | Ikom LGA | Okangha Mkpansi community |  |  | Hybrid |  | 60 | [12 empty] | REA |  |  | REA |  | Operational | 2021
174 | Bottomhill Community | Cross River | Obanliku LGA | Bottomhill Community |  |  | Solar |  | 100 | [12 empty] | REA |  |  | REA / REF |  | Operational | 2021
TOTAL | [7 empty] | 42688 | 14541.35 | 4 | 19000 | 30 | 20 | 0 | 1502875 | 67357 | 27734 | 18909 | 7302 | 2 | 69

## Senegal
S/N | Miigrid | Location |  |  |  |  | Technology | Capacity Installed (kWp) | [6 empty] | Population | Households | Connections/Clients (not disaggregated) | Residential connections | SMEs connections | Large Enterprise Connections (including inductries) | Public Facilities connections | Promoters | Owners | Ownership model | Project/Funding/Sponsors | Operators | Status | Year of commissioning | Additional comments
|  | Department (Region) | Locality (Community) | Village | Latitude | Longitude |  | Fossil | PV | Wind | Hydro | Biodiesel | Biogas | Biomass
1 | DIASSYNA | KOLDA | Sare Bidji | DIASSYNA | 12.99595 | -15.14716 | Hybrid PV/Diesel | 10 | 5 | [5 empty] | 650 | [6 empty] | GIZ | Government |  | E.R.I.L | Sud Solar | Operational | Before 2017 | ERSEN 1 projects costs 1 MEUR (685 million FCFA)
2 | SARE KOUBE | KOLDA | Medina El Hadj | SARE KOUBE | 12.68148 | -14.86833 | Hybrid PV/Diesel | 10 | 5 | [5 empty] | 780 | [6 empty] | GIZ | Government |  | E.R.I.L | Sud Solar | Operational | Before 2017
3 | SARE MAMADY | KOLDA | Dioulacolon | SARE MAMADY | 12.8281 | -14.89286 | Hybrid PV/Diesel | 10 | 5 | [13 empty] | Government |  | E.R.I.L |  | Operational | Before 2017 | C_HYB_min_RBT
4 | BANGALERE | FOUNDIOUGNE | Djilor | BANGALERE | 13.95592 | -16.42129 | Hybrid PV/Diesel | 10 | 5 | [5 empty] | 524 | [6 empty] | GIZ | Government |  | E.R.I.L | Sud Solar | Operational | Before 2017 | C_HYB_min_RBT
5 | DJIDA | FOUNDIOUGNE | Keur Samba Gueye | DJIDA | 13.66822 | -16.36669 | Hybrid PV/Diesel | 10 | 5 | [5 empty] | 569 | [6 empty] | GIZ | Government |  | E.R.I.L | Sud Solar | Operational | Before 2017 | C_HYB_min_RBT
6 | NDORONG SERERE | FOUNDIOUGNE | Diossong | NDORONG SERERE | 13.98962 | -16.33862 | Hybrid PV/Diesel | 10 | 5 | [5 empty] | 709 | [6 empty] | GIZ | Government |  | E.R.I.L | Sud Solar | Operational | Before 2017 | C_HYB_min_RBT
7 | KEUR ALASSANE DIALLO | FOUNDIOUGNE | Keur Samba Gueye | KEUR ALASSANE DIALLO | 13.5976 | -16.28383 | Hybrid PV/Diesel | 10 | 5 | [5 empty] | 736 | [6 empty] | GIZ | Government |  | E.R.I.L | Sud Solar | Operational | Before 2017 | C_HYB_min_RBT
8 | MEDINA DJIKOYE | FOUNDIOUGNE | Keur Samba Gueye | MEDINA DJIKOYE | 13.6224 | -16.28613 | Hybrid PV/Diesel | 10 | 5 | [5 empty] | 537 | [6 empty] | GIZ | Government |  | E.R.I.L | Sud Solar | Operational | Before 2017 | C_HYB_min_RBT
9 | SAKHOR TOCANE | FATICK | Loul Sessene | SAKHOR TOCANE | 14.23273 | -16.52003 | Hybrid PV/Diesel | 10 | 5 | [5 empty] | 900 | [6 empty] | GIZ | Government |  | E.R.I.L | Sud Solar | Operational | Before 2017 | C_HYB_min_RBT
10 | Babady | Sedhiou | Sakar | Babady | 12.85512 | -15.50093 | Hybrid PV/Diesel | 10 | 5 | [5 empty] | 887 | [6 empty] | GIZ | Government |  | E.R.I.L | Sud Solar | Operational | Before 2017 | C_HYB_min_RBT
11 | BADIOCOUNDA | BOUNKILING | Ndiamacouta | BADIOCOUNDA | 13.25359 | -15.77069 | Hybrid PV/Diesel | 10 | 5 | [5 empty] | 656 | [6 empty] | GIZ | Government |  | E.R.I.L | Sud Solar | Operational | Before 2017 | C_HYB_min_RBT
12 | BADOUGHA | SEDHIOU | Sakar | BADOUGHA | 12.82328 | -15.4997 | Hybrid PV/Diesel | 10 | 5 | [5 empty] | 791 | [6 empty] | GIZ | Government |  | E.R.I.L | Sud Solar | Operational | Before 2017 | C_HYB_min_RBT
13 | BAMBADALA BA | GOUDOMP | Niagha | BAMBADALA BA | 12.68084 | -15.32921 | Hybrid PV/Diesel | 10 | 5 | [5 empty] | 850 | [6 empty] | GIZ | Government |  | E.R.I.L | Sud Solar | Operational | Before 2017 | C_HYB_min_RBT
14 | Bany | Sedhiou | Sakar | Bany | 12.84024 | -15.42473 | Hybrid PV/Diesel | 10 | 5 | [5 empty] | 845 | [6 empty] | GIZ | Government |  | E.R.I.L | Sud Solar | Operational | Before 2017 | C_HYB_min_RBT
15 | Bissasou Douma | GOUDOMP | Simbandi brassou | Bissasou Douma | 12.58148 | -15.42762 | Hybrid PV/Diesel | 10 | 5 | [5 empty] | 803 | [6 empty] | GIZ | Government |  | E.R.I.L | Sud Solar | Operational | Before 2017 | C_HYB_min_RBT
16 | Bissassou Santo | GOUDOMP | Simbandi brassou | Bissassou Santo | 12.59537 | -15.42941 | Hybrid PV/Diesel | 10 | 5 | [5 empty] | 780 | [6 empty] | GIZ | Government |  | E.R.I.L | Sud Solar | Operational | Before 2017 | C_HYB_min_RBT
17 | DJINANI | BOUNKILING | Bounkiling | DJINANI | 13.23456 | -15.7309 | Hybrid PV/Diesel | 10 | 5 | [5 empty] | 800 | [6 empty] | GIZ | Government |  | E.R.I.L | Sud Solar | Operational | Before 2017 | C_HYB_min_RBT
18 | FADIOUGHAR | GOUDOMP | Tanaff | FADIOUGHAR | 12.58831 | -15.38668 | Hybrid PV/Diesel | 10 | 5 | [5 empty] | 548 | [6 empty] | GIZ | Government |  | E.R.I.L | Sud Solar | Operational | Before 2017 | C_HYB_min_RBT
19 | GASSIKON MANDINGUE | BOUNKILING | Ndiamacouta | GASSIKON MANDINGUE | 13.24751 | -15.69466 | Hybrid PV/Diesel | 10 | 5 | [13 empty] | Government |  | E.R.I.L |  | Operational | Before 2017 | C_HYB_min_RBT
20 | GASSIKON PEULH | BOUNKILING | Ndiamacouta | GASSIKON PEULH | 13.24115 | -15.69419 | Hybrid PV/Diesel | 10 | 5 | [5 empty] | 600 | [6 empty] | GIZ | Government |  | E.R.I.L | Sud Solar | Operational | Before 2017 | C_HYB_min_RBT
21 | SACITA | BOUNKILING | Ndiamacouta | SACITA | 13.34682 | -15.41781 | Hybrid PV/Diesel | 10 | 5 | [13 empty] | Government |  | E.R.I.L |  | Operational | Before 2017 | C_HYB_min_RBT
22 | SARE BACARY | BOUNKILING | Ndiamacouta | SARE BACARY | 13.29214 | -15.68445 | Hybrid PV/Diesel | 10 | 5 | [13 empty] | Government |  | E.R.I.L |  | Operational | Before 2017 | C_HYB_min_RBT
23 | KANDION MANGANA | BOUNKILING | Bounkiling | KANDION MANGANA | 13.19005 | -15.78538 | Hybrid PV/Diesel | 10 | 5 | [5 empty] | 669 | [6 empty] | GIZ | Government |  | E.R.I.L | Sud Solar | Operational | Before 2017 | C_HYB_min_RBT
24 | KANICOUNDA | BOUNKILING | Ndiamacouta | KANICOUNDA | 13.27213 | -15.79188 | Hybrid PV/Diesel | 10 | 5 | [5 empty] | 660 | [6 empty] | GIZ | Government |  | E.R.I.L | Sud Solar | Operational | Before 2017 | C_HYB_min_RBT
25 | Kitim | GOUDOMP | Niagha | Kitim | 12.6766 | -15.34381 | Hybrid PV/Diesel | 10 | 5 | [5 empty] | 568 | [6 empty] | GIZ | Government |  | E.R.I.L | Sud Solar | Operational | Before 2017 | C_HYB_min_RBT
26 | MANSABANG | BOUNKILING | Ndiamacouta | MANSABANG | 13.2506 | -15.73314 | Hybrid PV/Diesel | 10 | 5 | [5 empty] | 800 | [6 empty] | GIZ | Government |  | E.R.I.L | Sud Solar | Operational | Before 2017 | C_HYB_min_RBT
27 | NDIOLOFENE | BOUNKILING | Ndiamacouta | NDIOLOFENE | 13.19261 | -15.64327 | Hybrid PV/Diesel | 10 | 5 | [5 empty] | 755 | [6 empty] | GIZ | Government |  | E.R.I.L | Sud Solar | Operational | Before 2017 | C_HYB_min_RBT
28 | SARE BITEYE | BOUNKILING | Ndiamacouta | SARE BITEYE | 13.32414 | -15.73107 | Hybrid PV/Diesel | 10 | 5 | [5 empty] | 680 | [6 empty] | GIZ | Government |  | E.R.I.L | Sud Solar | Operational | Before 2017 | C_HYB_min_RBT
29 | SEGAFOULA | GOUDOMP | Samine Escale | SEGAFOULA | 12.56673 | -15.55827 | Hybrid PV/Diesel | 10 | 5 | [5 empty] | 783 | [6 empty] | GIZ | Government |  | E.R.I.L | Sud Solar | Operational | Before 2017 | C_HYB_min_RBT
30 | DIATOUMA MANDINGUE & REFUGEE & SOUCOUTOTO | SEDHIOU | Diende | DIATOUMA MANDINGUE & REFUGEE & SOUCOUTOTO | 12.78775 | -15.58334 | Hybrid PV/Diesel | 10 | 5 | [12 empty] | GIZ | Government |  | E.R.I.L | Sud Solar | Operational | Before 2017 | C_HYB_min_RBT
31 | SALIKEGNE SOUKOUTOTO | SEDHIOU | Diende | SALIKEGNE SOUKOUTOTO | 12.84929 | -15.55758 | Hybrid PV/Diesel | 10 | 5 | [12 empty] | GIZ | Government |  | E.R.I.L | Sud Solar | Operational | Before 2017 | C_HYB_min_RBT
32 | Naoulerou | Nioro du Rip | Keur Maba Diakhou | Naoulerou | 13.59831 | -15.93093 | Hybrid PV/Diesel | 10 | 5 | [12 empty] | GIZ | Government |  | E.R.I.L | Energie R | Operational | Before 2017 | C_HYB_min_RBT
33 | KEUR NDONGO | NIORO DU RIP | Wack Ngouna | KEUR NDONGO | 13.72083 | -16.02775 | Hybrid PV/Diesel | 10 | 5 | [13 empty] | Government |  | E.R.I.L |  | Operational | Before 2017 | C_HYB_min_RBT
34 | DAROU MATAR | NIORO DU RIP | Wack Ngouna | DAROU MATAR | 13.69012 | -16.09898 | Hybrid PV/Diesel | 10 | 5 | [12 empty] | GIZ | Government |  | E.R.I.L | Energie R | Operational | Before 2017 | C_HYB_min_RBT
35 | Padaf | Nioro du Rip | Kayemor | Padaf | 13.79662 | -15.59171 | Hybrid PV/Diesel | 10 | 5 | [12 empty] | GIZ | Government |  | E.R.I.L | Energie R | Operational | Before 2017 | C_HYB_min_RBT
36 | BAMBADALA | BOUNKILING | Ndiamacouta | BAMBADALA | 13.3335 | -15.46834 | Hybrid PV/Diesel | 10 | 5 | [5 empty] | 1080 | [6 empty] | GIZ | Government |  | E.R.I.L | Energie R | Operational | Before 2017 | C_HYB_min_RBT
37 | BISSARY KANSOYE | BOUNKILING | Bounkiling | BISSARY KANSOYE | 12.96177 | -15.77613 | Hybrid PV/Diesel | 10 | 5 | [5 empty] | 700 | [6 empty] | GIZ | Government |  | E.R.I.L | Energie R | Operational | Before 2017 | C_HYB_min_RBT
38 | NIOROKI | BOUNKILING | Bona | NIOROKI | 12.91802 | -15.98146 | Hybrid PV/Diesel | 10 | 5 | [13 empty] | Government |  | E.R.I.L |  | Operational | Before 2017 | C_HYB_min_RBT
39 | KEREVANE PAKAO | SEDHIOU | Diana Malari | KEREVANE PAKAO | 12.86255 | -15.25822 | Hybrid PV/Diesel | 10 | 5 | [13 empty] | Government |  | E.R.I.L |  | Operational | Before 2017 | C_HYB_min_RBT
40 | MADINA EL HADJI SOUANE | SEDHIOU | Djiredji | MADINA EL HADJI SOUANE | 12.69685 | -15.84556 | Hybrid PV/Diesel | 10 | 5 | [13 empty] | Government |  | E.R.I.L |  | Operational | Before 2017 | C_HYB_min_RBT
41 | Boumouda Soucoutoto | Sedhiou | Djiredji | Boumouda Soucoutoto | 12.62819 | -15.92716 | Hybrid PV/Diesel | 10 | 5 | [5 empty] | 653 | [6 empty] | GIZ | Government |  | E.R.I.L | NsResif | Operational | Before 2017 | C_HYB_min_RBT
42 | Diafilon Diola | Sedhiou | Sansamba | Diafilon Diola | 12.91488 | -15.8531 | Hybrid PV/Diesel | 10 | 5 | [5 empty] | 690 | [6 empty] | GIZ | Government |  | E.R.I.L | NsResif | Operational | Before 2017 | C_HYB_min_RBT
43 | FRANCOUNDA SARAKHOLE | SEDHIOU | Bemet Bidjini | FRANCOUNDA SARAKHOLE | 12.71087 | -15.916 | Hybrid PV/Diesel | 10 | 5 | [5 empty] | 792 | [6 empty] | GIZ | Government |  | E.R.I.L | NsResif | Operational | Before 2017 | C_HYB_min_RBT
44 | Madina Linketo | Sedhiou | Djiredji | Madina Linketo | 12.70409 | -15.81658 | Hybrid PV/Diesel | 10 | 5 | [5 empty] | 634 | [6 empty] | GIZ | Government |  | E.R.I.L | NsResif | Operational | Before 2017 | C_HYB_min_RBT
45 | MAKA | GOUDOMP | Kolibantang | MAKA | 12.8519 | -15.29045 | Hybrid PV/Diesel | 10 | 5 | [5 empty] | 800 | [6 empty] | GIZ | Government |  | E.R.I.L | NsResif | Operational | Before 2017 | C_HYB_min_RBT
46 | Badiary | Sedhiou | Bambali | Badiary | 12.62492 | -15.56425 | Hybrid PV/Diesel | 10 | 5 | [5 empty] | 830 | [6 empty] | GIZ | Government |  | E.R.I.L | NsResif | Operational | Before 2017 | C_HYB_min_RBT
47 | BAFATA | GOUDOMP | Djibanar | BAFATA | 12.45929 | -15.82954 | Hybrid PV/Diesel | 10 | 5 | [5 empty] | 860 | [6 empty] | GIZ | Government |  | E.R.I.L | NsResif | Operational | Before 2017 | C_HYB_min_RBT
48 | Dandone | Sedhiou | Sansamba | Dandone | 12.87163 | -15.85418 | Hybrid PV/Diesel | 10 | 5 | [5 empty] | 619 | [6 empty] | GIZ | Government |  | E.R.I.L | NsResif | Operational | Before 2017 | C_HYB_min_RBT
49 | Francounda Badjicounda | Sedhiou | Bemet Bidjini | Francounda Badjicounda | 12.71389 | -15.8988 | Hybrid PV/Diesel | 10 | 5 | [5 empty] | 570 | [6 empty] | GIZ | Government |  | E.R.I.L | NsResif | Operational | Before 2017 | C_HYB_min_RBT
50 | Kamoya | Sedhiou | Sansamba | Kamoya | 12.85858 | -15.87351 | Hybrid PV/Diesel | 10 | 5 | [5 empty] | 635 | [6 empty] | GIZ | Government |  | E.R.I.L | NsResif | Operational | Before 2017 | C_HYB_min_RBT
51 | Karantaba Linketo | Sedhiou | Djiredji | Karantaba Linketo | 12.73272 | -15.80269 | Hybrid PV/Diesel | 10 | 5 | [5 empty] | 622 | [6 empty] | GIZ | Government |  | E.R.I.L | NsResif | Operational | Before 2017 | C_HYB_min_RBT
52 | Kimbouto | Bounkiling | Diaroume | Kimbouto | 13.02547 | -15.54082 | Hybrid PV/Diesel | 10 | 5 | [5 empty] | 600 | [6 empty] | GIZ | Government |  | E.R.I.L | NsResif | Operational | Before 2017 | C_HYB_min_RBT
53 | Klonya | Goudomp | Djibanar | Klonya | 12.49509 | -15.8189 | Hybrid PV/Diesel | 10 | 5 | [5 empty] | 600 | [6 empty] | GIZ | Government |  | E.R.I.L | NsResif | Operational | Before 2017 | C_HYB_min_RBT
54 | Kooling | Sedhiou | Sansamba | Kooling | 12.7617 | -15.84 | Hybrid PV/Diesel | 10 | 5 | [5 empty] | 600 | [6 empty] | GIZ | Government |  | E.R.I.L | NsResif | Operational | Before 2017 | C_HYB_min_RBT
55 | KOEL MOUNK TALLA | BOUNKILING | Ndiamacouta | KOEL MOUNK TALLA | 13.32687 | -15.45122 | Hybrid PV/Diesel | 10 | 5 | [5 empty] | 702 | [6 empty] | GIZ | Government |  | E.R.I.L | Energie R | Operational | Before 2017 | C_HYB_min_RBT
56 | SIBICOUROTO II | SEDHIOU | Bemet Bidjini | SIBICOUROTO II | 12.6755 | -15.93712 | Hybrid PV/Diesel | 10 | 5 | [5 empty] | 713 | [6 empty] | GIZ | Government |  | E.R.I.L | NsResif | Operational | Before 2017 | C_HYB_min_RBT
57 | SINGHERE BAYNOUCK | SEDHIOU | Djiredji | SINGHERE BAYNOUCK | 12.66803 | -15.90908 | Hybrid PV/Diesel | 10 | 5 | [5 empty] | 580 | [6 empty] | GIZ | Government |  | E.R.I.L | NsResif | Operational | Before 2017 | C_HYB_min_RBT
58 | BARI | SEDHIOU | Diende | BARI | 12.86671 | -15.6577 | Hybrid PV/Diesel | 10 | 5 | [12 empty] | GIZ | Government |  | E.R.I.L | Sud Solar | Operational | Before 2017 | C_HYB_min_RBT
59 | MISSIRA KARANTABA NANI | SEDHIOU | Bambali | MISSIRA KARANTABA NANI | 12.57583 | -15.62219 | Hybrid PV/Diesel | 10 | 5 | [5 empty] | 628 | [6 empty] | GIZ | Government |  | E.R.I.L | NsResif | Operational | Before 2017 | C_HYB_min_RBT
60 | Nema Diaour | Sedhiou | Sansamba | Nema Diaour | 12.71852 | -15.88689 | Hybrid PV/Diesel | 10 | 5 | [5 empty] | 550 | [6 empty] | GIZ | Government |  | E.R.I.L | NsResif | Operational | Before 2017 | C_HYB_min_RBT
61 | SINGHERE MANDING | SEDHIOU | Djiredji | SINGHERE MANDING | 12.67308 | -15.9101 | Hybrid PV/Diesel | 10 | 5 | [5 empty] | 700 | [6 empty] | GIZ | Government |  | E.R.I.L | NsResif | Operational | Before 2017 | C_HYB_min_RBT
62 | MARONCOUNDA | SEDHIOU | Bambali | MARONCOUNDA | 12.57116 | -15.64115 | Hybrid PV/Diesel | 10 | 5 | [5 empty] | 872 | [6 empty] | GIZ | Government |  | E.R.I.L | NsResif | Operational | Before 2017 | C_HYB_min_RBT
63 | BANTANTO | BOUNKILING | Diaroume | BANTANTO | 13.02535 | -15.5568 | Hybrid PV/Diesel | 10 | 5 | [5 empty] | 648 | [6 empty] | GIZ | Government |  | E.R.I.L | NsResif | Operational | Before 2017 | C_HYB_min_RBT
64 | Diagane Sader | Foundiougne | Diossong | Diagane Sader | 13.92491 | -16.2808 | Hybrid PV/Diesel | 10 | 5 | [5 empty] | 624 | [6 empty] | GIZ | Government |  | E.R.I.L | SalenSol | Operational | Before 2017 | C_HYB_min_RBT
65 | NDRAME MATAR (IBRA) | FOUNDIOUGNE | Keur Saloum Diane | NDRAME MATAR (IBRA) | 13.83569 | -16.25895 | Hybrid PV/Diesel | 10 | 5 | [5 empty] | 824 | [6 empty] | GIZ | Government |  | E.R.I.L | SalenSol | Operational | Before 2017 | C_HYB_min_RBT
66 | KERE NIOMBATO | FOUNDIOUGNE | Keur Saloum Diane | KERE NIOMBATO | 13.78735 | -16.23149 | Hybrid PV/Diesel | 10 | 5 | [5 empty] | 705 | [6 empty] | GIZ | Government |  | E.R.I.L | SalenSol | Operational | Before 2017 | C_HYB_min_RBT
67 | KEUR BABOU NDITY | FOUNDIOUGNE | Keur Saloum Diane | KEUR BABOU NDITY | 13.78217 | -16.28004 | Hybrid PV/Diesel | 10 | 5 | [5 empty] | 715 | [6 empty] | GIZ | Government |  | E.R.I.L | SalenSol | Operational | Before 2017 | C_HYB_min_RBT
68 | KEUR MANDIAYE FATIM | FOUNDIOUGNE | Keur Saloum Diane | KEUR MANDIAYE FATIM | 13.75734 | -16.20871 | Hybrid PV/Diesel | 10 | 5 | [5 empty] | 600 | [6 empty] | GIZ | Government |  | E.R.I.L | SalenSol | Operational | Before 2017 | C_HYB_min_RBT
69 | KEUR AMATH SEUNE | FOUNDIOUGNE | Nioro Alassane Tall | KEUR AMATH SEUNE | 13.86879 | -16.273 | Hybrid PV/Diesel | 10 | 5 | [13 empty] | Government |  | E.R.I.L |  | Operational | Before 2017 | C_HYB_min_RBT
70 | NDIAYENE KAD | FOUNDIOUGNE | Nioro Alassane Tall | NDIAYENE KAD | 13.86885 | -16.21336 | Hybrid PV/Diesel | 10 | 5 | [5 empty] | 582 | [6 empty] | GIZ | Government |  | E.R.I.L | SalenSol | Operational | Before 2017 | C_HYB_min_RBT
71 | Niassene | Foundiougne | Diossong | Niassene | 13.9508 | -16.23282 | Hybrid PV/Diesel | 10 | 5 | [5 empty] | 685 | [6 empty] | GIZ | Government |  | E.R.I.L | SalenSol | Operational | Before 2017 | C_HYB_min_RBT
72 | MALANDIANCOUNDA | GOUDOMP | Tanaff | MALANDIANCOUNDA | 12.68387 | -15.51837 | Hybrid PV/Diesel | 10 | 5 | [5 empty] | 703 | [6 empty] | GIZ | Government |  | E.R.I.L | Grouping Faye Solar - South Energy | Operational | Before 2017 | C_HYB_min_RBT
73 | MARAKISSA | SEDHIOU | Djibabouya | MARAKISSA | 12.86614 | -15.95137 | Hybrid PV/Diesel | 10 | 5 | [5 empty] | 1020 | [6 empty] | GIZ | Government |  | E.R.I.L | Grouping Faye Solar - South Energy | Operational | Before 2017 | C_HYB_min_RBT
74 | SAFANE | GOUDOMP | Diattacounda | SAFANE | 12.49691 | -15.71963 | Hybrid PV/Diesel | 10 | 5 | [5 empty] | 996 | [6 empty] | GIZ | Government |  | E.R.I.L | Grouping Faye Solar - South Energy | Operational | Before 2017 | C_HYB_min_RBT
75 | LAMIN | GOUDOMP | Tanaff | LAMIN | 12.60435 | -15.37827 | Hybrid PV/Diesel | 10 | 5 | [13 empty] | Government |  | E.R.I.L |  | Operational | Before 2017 | C_HYB_min_RBT
76 | BISSARY | GOUDOMP | Tanaff | BISSARY | 12.66181 | -15.48173 | Hybrid PV/Diesel | 10 | 5 | [13 empty] | Government |  | E.R.I.L |  | Operational | Before 2017 | C_HYB_min_RBT
77 | KANDIENOU SOUCOUTOTO | GOUDOMP | Tanaff | KANDIENOU SOUCOUTOTO | 12.61209 | -15.35534 | Hybrid PV/Diesel | 10 | 5 | [13 empty] | Government |  | E.R.I.L |  | Operational | Before 2017 | C_HYB_min_RBT
78 | BANTANDIANG | GOUDOMP | Kolibantang | BANTANDIANG | 12.79246 | -15.17084 | Hybrid PV/Diesel | 10 | 5 | [13 empty] | Government |  | E.R.I.L |  | Operational | Before 2017 | C_HYB_min_RBT
79 | KOUGNARA DOUMA | GOUDOMP | Samine Escale | KOUGNARA DOUMA | 12.55837 | -15.57916 | Hybrid PV/Diesel | 10 | 5 | [13 empty] | Government |  | E.R.I.L |  | Operational | Before 2017 | C_HYB_min_RBT
80 | SARE TENING | GOUDOMP | Niagha | SARE TENING | 12.72903 | -15.19269 | Hybrid PV/Diesel | 10 | 5 | [13 empty] | Government |  | E.R.I.L |  | Operational | Before 2017 | C_HYB_min_RBT
81 | SINGHER BAYNOUCK | GOUDOMP | Djibanar | SINGHER BAYNOUCK | 12.52326 | -15.92842 | Hybrid PV/Diesel | 10 | 5 | [13 empty] | Government |  | E.R.I.L |  | Operational | Before 2017 | C_HYB_min_RBT
82 | SANOUFILY | GOUDOMP | Tanaff | SANOUFILY | 12.65692 | -15.50334 | Hybrid PV/Diesel | 10 | 5 | [5 empty] | 855 | [6 empty] | GIZ | Government |  | E.R.I.L | Grouping Faye Solar - South Energy | Operational | Before 2017 | C_HYB_min_RBT
83 | SINA | GOUDOMP | Samine Escale | SINA | 12.53847 | -15.60553 | Hybrid PV/Diesel | 10 | 5 | [5 empty] | 600 | [6 empty] | GIZ | Government |  | E.R.I.L | Grouping Faye Solar - South Energy | Operational | Before 2017 | C_HYB_min_RBT
84 | LEONA | TIVAOUANE | Meouane | LEONA | 15.14921 | -16.7527 | Hybrid PV/Diesel | 10 | 5 | [13 empty] | Government |  | E.R.I.L |  | Operational | Before 2017 | C_HYB_min_RBT
85 | MAKA SARR | TIVAOUANE | Merina Dakhar | MAKA SARR | 15.02662 | -16.47877 | Hybrid PV/Diesel | 10 | 5 | [13 empty] | Government |  | E.R.I.L |  | Operational | Before 2017 | C_HYB_min_RBT
86 | MERINA DIOP | TIVAOUANE | Pekesse | MERINA DIOP | 15.04658 | -16.46347 | Hybrid PV/Diesel | 10 | 5 | [13 empty] | Government |  | E.R.I.L |  | Operational | Before 2017 | C_HYB_min_RBT
87 | NDOMBILE | TIVAOUANE | Meouane | NDOMBILE | 15.18894 | -16.71113 | Hybrid PV/Diesel | 15 | 10 | [13 empty] | Government |  | E.R.I.L |  | Operational | Before 2017 | C_HYB_min_RBT
88 | SINE MOUSSE ABDOU | TIVAOUANE | Darou Khoudoss | SINE MOUSSE ABDOU | 15.182425 | -16.745308 | Hybrid PV/Wind/Diesel | 13 | 5 | 5 | [11 empty] | GIZ | Government |  | E.R.I.L |  | Operational | Before 2017 | C_HYB_min_RBT
89 | THILLA GARANG | NIORO DU RIP | Keur Maba Diakhou | THILLA GARANG | 13.617626 | -15.926116 | Hybrid PV/Diesel | 10 | 5 | [12 empty] | GIZ | Government |  | E.R.I.L | Energie R | Operational | Before 2017 | C_HYB_min_RBT
90 | THIAMENE DIOGO | FOUNDIOUGNE | Diossong | THIAMENE DIOGO | 13.934867 | -16.211128 | Hybrid PV/Diesel | 10 | 5 | [5 empty] | 579 | [6 empty] | GIZ | Government |  | E.R.I.L | SalenSol | Operational | Before 2017 | C_HYB_min_RBT
91 | SORANCE | SEDHIOU | Bambali | SORANCE | 12.658952 | -15.654519 | Hybrid PV/Diesel | 10 | 5 | [5 empty] | 600 | [6 empty] | GIZ | Government |  | E.R.I.L | NsResif | Operational | Before 2017 | C_HYB_min_RBT
92 | SOUKY | BOUNKILING | Diaroume | SOUKY | 12.940163 | -15.75961 | Hybrid PV/Diesel | 10 | 5 | [5 empty] | 703 | [6 empty] | GIZ | Government |  | E.R.I.L | NsResif | Operational | Before 2017 | C_HYB_min_RBT
93 | DIALILON SONKOCOUNDA | SEDHIOU | Sansamba | DIALILON SONKOCOUNDA | 12.911563 | -15.861626 | Hybrid PV/Diesel | 10 | 5 | [13 empty] | Government |  | E.R.I.L |  | Operational | Before 2017 | C_HYB_min_RBT
94 | NGARE KEUR AMADOU YACINE | GUINGUINEO | Ndiago | NGARE KEUR AMADOU YACINE | 14.257065 | -15.869456 | Hybrid PV/Diesel | 10 | 5 | [12 empty] | GIZ | Government |  | E.R.I.L | NsResif | Operational | Before 2017 | C_HYB_min_RBT
95 | NDRAME NDIMB | NIORO DU RIP | Keur Maba Diakhou | NDRAME NDIMB | 13.604949 | -15.962245 | Hybrid PV/Diesel | 10 | 5 | [12 empty] | GIZ | Government |  | E.R.I.L | Energie R | Operational | Before 2017 | C_HYB_min_RBT
96 | NDIAGNE WALO | NIORO DU RIP | Keur Maba Diakhou | NDIAGNE WALO | 13.679341 | -15.991681 | Hybrid PV/Diesel | 10 | 5 | [13 empty] | Government |  | E.R.I.L |  | Operational | Before 2017 | C_HYB_min_RBT
97 | TAMBANA | SEDHIOU | Sansamba | TAMBANA | 12.756384 | -15.774811 | Hybrid PV/Diesel | 10 | 5 | [12 empty] | GIZ | Government |  | E.R.I.L | NsResif | Operational | Before 2017 | C_HYB_min_RBT
98 | YANCINE MANDINA | SEDHIOU | Sansamba | YANCINE MANDINA | 12.780792 | -15.7389 | Hybrid PV/Diesel | 10 | 5 | [12 empty] | GIZ | Government |  | E.R.I.L | NsResif | Operational | Before 2017 | C_HYB_min_RBT / The total PV installed capacity is 3.150 Wp with 42 modules of 75 Wp and with a battery composed of 24 elements (48V) for a total autonomy capacity of 4 days. The backup enerator has a nominal power of 3,6 KVA but the solar fraction of the system is as high as 99%. - ARE lessons learned.
99 | BACK | FATICK | Patar | BACK | 14.54077 | -16.34713 | PV |  | 15 | [13 empty] | Government |  | E.R.I.L |  | Operational | Before 2017 | C_SOL_min_RBT
100 | BANE SAMANE | KAOLACK | Ndiaffate | BANE SAMANE | 14.14599 | -16.22932 | PV |  | 15 | [13 empty] | Government |  | E.R.I.L |  | Operational | Before 2017 | C_SOL_min_RBT
101 | BANE SOUTOURA | KAOLACK | Ndiaffate | BANE SOUTOURA | 14.14596 | -16.2278 | PV |  | 15 | [13 empty] | Government |  | E.R.I.L |  | Operational | Before 2017 | C_SOL_min_RBT
102 | BELINAIBE MBAILA | MATAM | Ogo | BELINAIBE MBAILA | 15.468019 | -13.365953 | PV |  | 16.9 | [13 empty] | Government |  | E.R.I.L |  | Operational | Before 2017 | C_SOL_min_RBT
103 | DIOULKY | LINGUERE | Thiel | DIOULKY | 14.83896 | -14.81667 | PV |  | 15 | [13 empty] | Government |  | E.R.I.L |  | Operational | Before 2017 | C_SOL_min_RBT
104 | FAOYE | FATICK | Djilasse | FAOYE | 14.22224 | -16.57491 | PV |  | 15 | [13 empty] | Government |  | E.R.I.L |  | Operational | Before 2017 | C_SOL_min_RBT
105 | GOSSAS VILLAGE | GOSSAS | Patar Lia | GOSSAS VILLAGE | 14.48401 | -16.11491 | PV |  | 15 | [13 empty] | Government |  | E.R.I.L |  | Operational | Before 2017 | C_SOL_min_RBT
106 | GOULOUM NDIAYENE | LINGUERE | Kamb | GOULOUM NDIAYENE | 15.47224 | -15.28334 | PV |  | 15 | [13 empty] | Government |  | E.R.I.L |  | Operational | Before 2017 | C_SOL_min_RBT
107 | GOULOUM NGAYENE | LINGUERE | Kamb | GOULOUM NGAYENE | 15.50419 | -15.26667 | PV |  | 15 | [13 empty] | Government |  | E.R.I.L |  | Operational | Before 2017 | C_SOL_min_RBT
108 | GOULOUM THIARENE | LINGUERE | Kamb | GOULOUM THIARENE | 15.472 | -15.28555 | PV |  | 15 | [13 empty] | Government |  | E.R.I.L |  | Operational | Before 2017 | C_SOL_min_RBT
109 | KADIEL | GOSSAS | Mbar | KADIEL | 14.41535 | -15.85734 | PV |  | 15 | [13 empty] | Government |  | E.R.I.L |  | Operational | Before 2017 | C_SOL_min_RBT
110 | KANGAREL | GUINGUINEO | Ourour | KANGAREL | 14.3281 | -16.10451 | PV |  | 15 | [13 empty] | Government |  | E.R.I.L |  | Operational | Before 2017 | C_SOL_min_RBT
111 | KATHIAL | KAFFRINE | Diokoul Mbelbouck | KATHIAL | 14.01422 | -15.31193 | PV |  | 15 | [13 empty] | Government |  | E.R.I.L |  | Operational | Before 2017 | C_SOL_min_RBT
112 | KEUR MOR SOUTE | KAOLACK | Latmingue | KEUR MOR SOUTE | 14.0109 | -15.87419 | PV |  | 15 | [13 empty] | Government |  | E.R.I.L |  | Operational | Before 2017 | C_SOL_min_RBT
113 | KHOGUE | LINGUERE | Ouarkhokh | KHOGUE | 15.29306 | -15.16637 | PV |  | 15 | [13 empty] | Government |  | E.R.I.L |  | Operational | Before 2017 | C_SOL_min_RBT
114 | KHOGUE NDAWENE | LINGUERE | Thiargny | KHOGUE NDAWENE | 15.29306 | -15.16637 | PV |  | 15 | [13 empty] | Government |  | E.R.I.L |  | Operational | Before 2017 | C_SOL_min_RBT
115 | KHOGUE TOBENE | LINGUERE | Thiargny | KHOGUE TOBENE | 15.29032 | -15.16766 | PV |  | 15 | [13 empty] | Government |  | E.R.I.L |  | Operational | Before 2017 | C_SOL_min_RBT
116 | MANDE KOUTA | GUINGUINEO | Ourour | MANDE KOUTA | 14.30724 | -16.10601 | PV |  | 15 | [13 empty] | Government |  | E.R.I.L |  | Operational | Before 2017 | C_SOL_min_RBT
117 | MAR FAFACO | FATICK | Fimela | MAR FAFACO | 14.05228 | -16.64375 | PV |  | 15 | [13 empty] | Government |  | E.R.I.L |  | Operational | Before 2017 | C_SOL_min_RBT
118 | MAR LOTHIE | FATICK | Fimela | MAR LOTHIE | 14.04462 | -16.68074 | PV |  | 15 | [13 empty] | Government |  | E.R.I.L |  | Operational | Before 2017 | C_SOL_min_RBT
119 | MAR SOULOU | FATICK | Fimela | MAR SOULOU | 14.04215 | -16.6705 | PV |  | 15 | [13 empty] | Government |  | E.R.I.L |  | Operational | Before 2017 | C_SOL_min_RBT
120 | NDIAGAMBA | FATICK | Loul Sessene | NDIAGAMBA | 14.31401 | -16.65289 | PV |  | 15 | [13 empty] | Government |  | E.R.I.L |  | Operational | Before 2017 | C_SOL_min_RBT
121 | SAMALY | LINGUERE | Barkedji | SAMALY | 15.16252 | -14.72566 | PV |  | 15 | [13 empty] | Government |  | E.R.I.L |  | Operational | Before 2017 | C_SOL_min_RBT
122 | SAVADOGUEL | RANEROU FERLO | Oudalaye | SAVADOGUEL | 15.26532 | -14.05277 | PV |  | 15 | [13 empty] | Government |  | P_URG |  | Operational | Before 2017 | C_SOL_min_RBT
123 | Ndelle | Guinguineo | Ndiago | Ndelle | 14.26901 | -15.8324 | PV |  | 8 | [6 empty] | 170 | [5 empty] | GIZ | Government |  | E.R.I.L | Energie R | Operational | Before 2017 | C_SOL_min_RBT
124 | DIAGANTE | BOUNKILING | Ndiamacouta | DIAGANTE | 13.27989 | -15.48962 | PV |  | 15 | [5 empty] | 700 | [9 empty] | E.R.I.L | Energie R | Operational | Before 2017 | C_SOL_min_RBT
125 | BOULANDOR | BIGNONA | OUONCK | BOULANDOR | 12.74597 | -16.04842 | PV |  | 15 | [5 empty] | 630 | [9 empty] | E.R.I.L | Energie R | Operational | Before 2017 | C_SOL_min_RBT
126 | DAR SALAM | BOUNKILING | Bounkiling | DAR SALAM | 13.20739 | -15.78771 | PV |  | 10 | [5 empty] | 600 | [9 empty] | E.R.I.L | Energie R | Operational | Before 2017 | C_SOL_min_RBT
127 | HOMBO | MATAM | Ogo | HOMBO | 15.554411 | -13.346400 | PV |  | 45 | [15 empty] | E.R.I.L | COSEER | Operational | Before 2017 | C_SOL_min_RBT
128 | GABABE PECHEURS & PEUL | MATAM | Dabia | GABABE PECHEURS & PEUL | 16.12731 | -13.540653 | PV |  | 17 | [13 empty] | Government |  | E.R.I.L | COSEER | Operational | Before 2017 | C_SOL_min_RBT
129 | DIAL PECHEUR & DIAL PEUL | MATAM | Dabia | DIAL PECHEUR & DIAL PEUL | 16.116147 | -13.511649 | PV |  | 44.5 | [13 empty] | Government |  | E.R.I.L | COSEER | Operational | Before 2017 | C_SOL_min_RBT
130 | SOUMBOUNDOU PAKAO | SEDHIOU | OUDOUCAR | SOUMBOUNDOU PAKAO | 12.822367 | -15.38915 | PV |  | 20 | [5 empty] | 700 | [7 empty] | Government |  | E.R.I.L | Energie R | Operational | Before 2017 | C_HYB_min_RBT
131 | KALOM (BIOMASS PROJECT) |  |  | KALOM (BIOMASS PROJECT) | 14.550000 | -16.400000 | Biomass | [6 empty] | 30 | [7 empty] | Novis GmbH | Kalom Mainz Industries SARL |  | DEG (German Investment Corporation) and Stadtwerke Mainz AG - Stiftung Energie für Afrika | Kalom Mainz Industries SARL | Operational | Before 2017
132 | Lendé (Lindé Mouride + Ndialale + Ndialale Vélingara + Ndangal + Tidiane I et II) | Louga | Linguére | Lendé (Lindé Mouride + Ndialale + Ndialale Vélingara + Ndangal + Tidiane I et II) | 15.148296 | -15.141488 | Hybrid PV/Diesel |  | 50 | [5 empty] | 1291 | [9 empty] | PUDC (Programme d'Urgence de Développement) - UNDP |  | Operational | 2018 | 50 kWc; GA50; GD100
133 | Kamara (Ouolof et Peulh) | Louga | Linguére | Kamara (Ouolof et Peulh) | 15.524460 | -15.526598 | Hybrid PV/Diesel |  | 15 | [5 empty] | 494 | [9 empty] | PUDC (Programme d'Urgence de Développement) - UNDP |  | Operational | 2018 | 15 kWc; GA50; 0
134 | Yatti 1 | Louga | Linguére | Yatti 1 | 15.521491 | -15.699523 | Hybrid PV/Diesel |  | 15 | [5 empty] | 494 | [9 empty] | PUDC (Programme d'Urgence de Développement) - UNDP |  | Operational | 2018 | 15 kWc; GA50; 0
135 | Mbeyenne (Bissirnabé I + II + Ouolof) | Louga | Linguére | Mbeyenne (Bissirnabé I + II + Ouolof) | 15.697988 | -15.586194 | Hybrid PV/Diesel |  | 15 | [5 empty] | 376 | [9 empty] | PUDC (Programme d'Urgence de Développement) - UNDP |  | Operational | 2018 | 15 kWc; GA50; 0
136 | Négué (Bissinabé + Oulof) | Louga | Linguére | Négué (Bissinabé + Oulof) | 15.697988 | -15.586194 | Hybrid PV/Diesel |  | 30 | [5 empty] | 388 | [9 empty] | PUDC (Programme d'Urgence de Développement) - UNDP |  | Operational | 2018 | 30 kWc; GA50; 0
137 | Filogue ou Touba Pakha | Louga | Linguére | Filogue ou Touba Pakha | 15.234772 | -15.690567 | Hybrid PV/Diesel |  | 15 | [5 empty] | 240 | [9 empty] | PUDC (Programme d'Urgence de Développement) - UNDP |  | Operational | 2018 | 15 kWc; GA50; 0
138 | loumbi Diik | Louga | Linguére | loumbi Diik | 15.596275 | -15.119017 | Hybrid PV/Diesel |  | 15 | [5 empty] | 376 | [9 empty] | PUDC (Programme d'Urgence de Développement) - UNDP |  | Operational | 2018 | 15 kWc; GA50; GD100
139 | Pitel | Louga | Linguére | Pitel | 14.493236 | -14.735123 | Hybrid PV/Diesel |  | 15 | [15 empty] | PUDC (Programme d'Urgence de Développement) - UNDP |  | Operational | 2018 | 15 kWc; GA50; 0
140 | Touba Linguére | Louga | Linguére | Touba Linguére | 15.239779 | -15.01964 | Hybrid PV/Diesel |  | 30 | [5 empty] | 603 | [9 empty] | PUDC (Programme d'Urgence de Développement) - UNDP |  | Operational | 2018 | 30 kWc; GA50; GD100
141 | Sam Fall | Louga | Linguére | Sam Fall | 14.903306 | -15.563552 | Hybrid PV/Diesel |  | 30 | [5 empty] | 563 | [9 empty] | PUDC (Programme d'Urgence de Développement) - UNDP |  | Operational | 2018 | 30 kWc; GA50; GD100
142 | Béwédji | Saint Louis | Podor | Béwédji | 16.315358 | -14.707033 | Hybrid PV/Diesel |  | 15 | [5 empty] | 260 | [9 empty] | PUDC (Programme d'Urgence de Développement) - UNDP |  | Operational | 2018 | 15 kWc; GA50; 0
143 | Boki Ndoula | Saint Louis | Podor | Boki Ndoula | 16.358049 | -14.707227 | Hybrid PV/Diesel |  | 15 | [5 empty] | 662 | [9 empty] | PUDC (Programme d'Urgence de Développement) - UNDP |  | Operational | 2018 | 15 kWc; GA50; GD50
144 | Thiewel Awougay (kaouel) | Saint Louis | Podor | Thiewel Awougay (kaouel) | 16.245910 | -14.318601 | Hybrid PV/Diesel |  | 30 | [5 empty] | 1024 | [9 empty] | PUDC (Programme d'Urgence de Développement) - UNDP |  | Operational | 2018 | 30 kWc; GA50; GD50
145 | Pire tobène (Tobene Malick)* | Kaffrine | KOUNGHEL | Pire tobène (Tobene Malick)* | 14.075908 | -14.653509 | Hybrid PV/Diesel |  | 15 | [5 empty] | 229 | [9 empty] | PUDC (Programme d'Urgence de Développement) - UNDP |  | Operational | 2018 | 15 kWc; GA50; 0
146 | Patoulane Wolof | Kaffrine | KOUNGHEL | Patoulane Wolof | 14.129339 | -14.607119 | Hybrid PV/Diesel |  | 15 | [5 empty] | 797 | [9 empty] | PUDC (Programme d'Urgence de Développement) - UNDP |  | Operational | 2018 | 15 kWc; GA50; 0
147 | Hamadji * | Tambacounda | Bakel | Hamadji * | 14.610775 | -12.228023 | Hybrid PV/Diesel |  | 15 | [5 empty] | 941 | [9 empty] | PUDC (Programme d'Urgence de Développement) - UNDP |  | Operational | 2018 | 15 kWc; GA50; 0
148 | Débikholé | Tambacounda | Bakel | Débikholé | 14.636382 | -12.152244 | Hybrid PV/Diesel |  | 15 | [5 empty] | 976 | [9 empty] | PUDC (Programme d'Urgence de Développement) - UNDP |  | Operational | 2018 | 15 kWc; GA50; 0
149 | Ndjimbe | Tambacounda | Bakel | Ndjimbe | 14.621760 | -12.168699 | Hybrid PV/Diesel |  | 15 | [5 empty] | 800 | [9 empty] | PUDC (Programme d'Urgence de Développement) - UNDP |  | Operational | 2018 | 15 kWc; GA50; 0
150 | OUBAWOL (Voubavol) | Tambacounda | Bakel | OUBAWOL (Voubavol) | 14.484979 | -12.300725 | Hybrid PV/Diesel |  | 15 | [5 empty] | 717 | [9 empty] | PUDC (Programme d'Urgence de Développement) - UNDP |  | Operational | 2018 | 15 kWc; GA50; 0
151 | Didé Gassama | Tambacounda | Bakel | Didé Gassama | 13.974706 | -12.344817 | Hybrid PV/Diesel |  | 30 | [5 empty] | 790 | [9 empty] | PUDC (Programme d'Urgence de Développement) - UNDP |  | Operational | 2018 | 30 kWc; GA50; 0
152 | Dianke Makhan | Tambacounda | Goudiry | Dianke Makhan | 13.974836 | -12.345664 | Hybrid PV/Diesel |  | 50 | [5 empty] | 752 | [9 empty] | PUDC (Programme d'Urgence de Développement) - UNDP |  | Operational | 2018 | 50 kWc; GA75; 0
153 | Goutta Cebbe | Tambacounda | Goudiry | Goutta Cebbe | 13.618223 | -12.713573 | Hybrid PV/Diesel |  | 30 | [5 empty] | 720 | [9 empty] | PUDC (Programme d'Urgence de Développement) - UNDP |  | Operational | 2018 | 30 kWc; GA50; 0
154 | DIEYLANI | Tambacounda | Goudiry | DIEYLANI | 13.910985 | -12.693817 | Hybrid PV/Diesel |  | 15 | [5 empty] | 1208 | [9 empty] | PUDC (Programme d'Urgence de Développement) - UNDP |  | Operational | 2018 | 15 kWc; GA50; 0
155 | KOMOTI | Tambacounda | Goudiry | KOMOTI | 13.663741 | -12.913789 | Hybrid PV/Diesel |  | 15 | [5 empty] | 250 | [9 empty] | PUDC (Programme d'Urgence de Développement) - UNDP |  | Operational | 2018 | 15 kWc; GA50; 0
156 | Goumbayel* | Tambacounda | Goudiry | Goumbayel* | 13.688360 | -13.172043 | Hybrid PV/Diesel |  | 15 | [5 empty] | 1079 | [9 empty] | PUDC (Programme d'Urgence de Développement) - UNDP |  | Operational | 2018 | 15 kWc; GA50; 0
157 | Noumouyel | Tambacounda | Goudiry | Noumouyel | 13.702646 | -13.372533 | Hybrid PV/Diesel |  | 15 | [5 empty] | 590 | [9 empty] | PUDC (Programme d'Urgence de Développement) - UNDP |  | Operational | 2018 | 15 kWc; GA50; 0
158 | Dakaba | Tambacounda | Goudiry | Dakaba | 14.092642 | -12.580792 | Hybrid PV/Diesel |  | 15 | [5 empty] | 453 | [9 empty] | PUDC (Programme d'Urgence de Développement) - UNDP |  | Operational | 2018 | 15 kWc; GA50; 0
159 | DOULAYABE | Tambacounda | Goudiry | DOULAYABE | 14.098506 | -12.609221 | Hybrid PV/Diesel |  | 15 | [5 empty] | 690 | [9 empty] | PUDC (Programme d'Urgence de Développement) - UNDP |  | Operational | 2018 | 15 kWc; GA50; 0
160 | Koussan | Tambacounda | Goudiry | Koussan | 14.134727 | -12.444188 | Hybrid PV/Diesel |  | 30 | [5 empty] | 1036 | [9 empty] | PUDC (Programme d'Urgence de Développement) - UNDP |  | Operational | 2018 | 30 kWc; GA50; 0
161 | Ainoumane | Tambacounda | Koumpentoum | Ainoumane | 13.833339 | -14.684664 | Hybrid PV/Diesel |  | 30 | [5 empty] | 843 | [9 empty] | PUDC (Programme d'Urgence de Développement) - UNDP |  | Operational | 2018 | 30 kWc; GA50; GD50
162 | Medina Bissi | Tambacounda | Koumpentoum | Medina Bissi | 13.785037 | -14.582141 | Hybrid PV/Diesel |  | 15 | [5 empty] | 431 | [9 empty] | PUDC (Programme d'Urgence de Développement) - UNDP |  | Operational | 2018 | 15 kWc; GA50; 0
163 | Sam Gueyenne | Tambacounda | Koumpentoum | Sam Gueyenne | 13.817744 | -14.646508 | Hybrid PV/Diesel |  | 15 | [5 empty] | 326 | [9 empty] | PUDC (Programme d'Urgence de Développement) - UNDP |  | Operational | 2018 | 15 kWc; GA50; 0
164 | Fass Ndiayene | Tambacounda | Koumpentoum | Fass Ndiayene | 13.808915 | -14.56005 | Hybrid PV/Diesel |  | 15 | [5 empty] | 747 | [9 empty] | PUDC (Programme d'Urgence de Développement) - UNDP |  | Operational | 2018 | 15 kWc; GA50; 0
165 | MAKA CISSE | Tambacounda | Tambacounda | MAKA CISSE | 13.54479 | -14.315153 | Hybrid PV/Diesel |  | 15 | [5 empty] | 360 | [9 empty] | PUDC (Programme d'Urgence de Développement) - UNDP |  | Operational | 2018 | 15 kWc; GA50; 0
166 | Syllacounda (Diakha et Peulh) | Kédougou | Kédougou | Syllacounda (Diakha et Peulh) | 12.596809 | -12.379323 | Hybrid PV/Diesel |  | 30 | [5 empty] | 717 | [9 empty] | PUDC (Programme d'Urgence de Développement) - UNDP |  | Operational | 2018 | 30 kWc; GA50; 0
167 | THIABEDI | Kédougou | Kédougou | THIABEDI | 12.635488 | -12.415682 | Hybrid PV/Diesel |  | 30 | [5 empty] | 770 | [9 empty] | PUDC (Programme d'Urgence de Développement) - UNDP |  | Operational | 2018 | 30 kWc; GA50; 0
168 | IBEL | Kédougou | Kédougou | IBEL | 12.514724 | -12.375200 | Hybrid PV/Diesel |  | 30 | [5 empty] | 1026 | [9 empty] | PUDC (Programme d'Urgence de Développement) - UNDP |  | Operational | 2018 | 30 kWc; GA50; 0
169 | Laminia | Kédougou | Kédougou | Laminia | 12.63993 | -12.110216 | Hybrid PV/Diesel |  | 15 | [5 empty] | 896 | [9 empty] | PUDC (Programme d'Urgence de Développement) - UNDP |  | Operational | 2018 | 15 kWc; GA50; 0
170 | Thiangué | Kédougou | Kédougou | Thiangué | 12.410706 | -12.340582 | Hybrid PV/Diesel |  | 30 | [5 empty] | 246 | [9 empty] | PUDC (Programme d'Urgence de Développement) - UNDP |  | Operational | 2018 | 30 kWc; GA50; 0
171 | Ségou | Kédougou | Kédougou | Ségou | 12.411337 | -12.286489 | Hybrid PV/Diesel |  | 30 | [5 empty] | 731 | [9 empty] | PUDC (Programme d'Urgence de Développement) - UNDP |  | Operational | 2018 | 30 kWc; GA50; 0
172 | Hamadyhéry | Kédougou | Kédougou | Hamadyhéry | 12.593626 | -12.400291 | Hybrid PV/Diesel |  | 15 | [5 empty] | 717 | [9 empty] | PUDC (Programme d'Urgence de Développement) - UNDP |  | Operational | 2018 | 15 kWc; GA50; 0
173 | THIABEDI | Kédougou | Kédougou | THIABEDI | 12.635977 | -12.416265 | Hybrid PV/Diesel |  | 30 | [5 empty] | 1026 | [9 empty] | PUDC (Programme d'Urgence de Développement) - UNDP |  | Operational | 2018 | 30 kWc; GA50; 0
174 | Boy Nguel | Vélingara | Sinthiang Koundara | Boy Nguel | 13° 14' 54,781" N | 14° 1' 18,293" W | PV |  | 20 | [5 empty] | 885 | [6 empty] | EU/ECREEE/GDS | Government |  | Sustainable Development through Renewable Energy in South East of Senegal (DPER-SE Senegal) - EU and Government of Senegal (through Aser) | GSERM | Operational | 2020
175 | Missirah Issah | Kolda | Medina El Hadji | Missirah Issah | 12° 42' 21,722" N | 14° 51' 8,379" W | PV |  | 20 | [5 empty] | 433 | [6 empty] | EU/ECREEE/GDS | Government |  | Sustainable Development through Renewable Energy in South East of Senegal (DPER-SE Senegal) - EU and Government of Senegal (through Aser) | GSERM | Operational | 2020
176 | Thiedely | Kolda | Coumbacara | Thiedely | 12° 44' 9,311" N | 14° 25' 33,626" W | PV |  | 20 | [5 empty] | 1156 | [6 empty] | EU/ECREEE/GDS | Government |  | Sustainable Development through Renewable Energy in South East of Senegal (DPER-SE Senegal) - EU and Government of Senegal (through Aser) | GSERM | Operational | 2020
177 | Awataba | Medina Cherif | Medina Chérif | Awataba | 12° 58' 41,452" N | 14° 12' 12,852" W | PV |  | 20 | [5 empty] | 397 | [6 empty] | EU/ECREEE/GDS | Government |  | Sustainable Development through Renewable Energy in South East of Senegal (DPER-SE Senegal) - EU and Government of Senegal (through Aser) | GSERM | Operational | 2020
178 | Bayoungou | Medina Yoro Foula | Ndorna | Bayoungou | 13° 12' 26,100" N | 15° 8' 45,932" W | PV |  | 20 | [5 empty] | 487 | [6 empty] | EU/ECREEE/GDS | Government |  | Sustainable Development through Renewable Energy in South East of Senegal (DPER-SE Senegal) - EU and Government of Senegal (through Aser) | GSERM | Operational | 2020
179 | Medina Ndinguiraye | Medina Yoro Foula | Bourouko | Medina Ndinguiraye | 13° 15' 31,043" N | 15° 11' 53,073" W | PV |  | 20 | [5 empty] | 1113 | [6 empty] | EU/ECREEE/GDS | Government |  | Sustainable Development through Renewable Energy in South East of Senegal (DPER-SE Senegal) - EU and Government of Senegal (through Aser) | GSERM | Operational | 2020
180 | Sobouldé | Medina Yoro Foula | Ndorna | Sobouldé | 13° 9' 54,194" N | 15° 5' 34,821" W | PV |  | 20 | [5 empty] | 924 | [6 empty] | EU/ECREEE/GDS | Government |  | Sustainable Development through Renewable Energy in South East of Senegal (DPER-SE Senegal) - EU and Government of Senegal (through Aser) | GSERM | Operational | 2020
181 | Coumba Diouma | Vélingara | Sinthiang Koundara | Coumba Diouma | 13° 11' 10,643" N | 13° 58' 5,436" W | PV |  | 20 | [5 empty] | 268 | [6 empty] | EU/ECREEE/GDS | Government |  | Sustainable Development through Renewable Energy in South East of Senegal (DPER-SE Senegal) - EU and Government of Senegal (through Aser) | GSERM | Operational | 2020
182 | Tymindala | Vélingara | Sinthiang Koundara | Tymindala | 13° 19' 54,385" N | 13° 47' 34,140" W | PV |  | 20 | [5 empty] | 875 | [6 empty] | EU/ECREEE/GDS | Government |  | Sustainable Development through Renewable Energy in South East of Senegal (DPER-SE Senegal) - EU and Government of Senegal (through Aser) | GSERM | Operational | 2020
183 | Ngocky | Kolda | Dialambere | Ngocky | 12° 49' 26,853" N | 14° 27' 54,874" W | PV |  | 20 | [5 empty] | 1095 | [6 empty] | EU/ECREEE/GDS | Government |  | Sustainable Development through Renewable Energy in South East of Senegal (DPER-SE Senegal) - EU and Government of Senegal (through Aser) | GSERM | Operational | 2020
184 | Thiewa lao | Kolda | Dialambere | Thiewa lao | 12° 59' 20,314" N | 14° 28' 20,394" W | PV |  | 20 | [5 empty] | 420 | [6 empty] | EU/ECREEE/GDS | Government |  | Sustainable Development through Renewable Energy in South East of Senegal (DPER-SE Senegal) - EU and Government of Senegal (through Aser) | GSERM | Operational | 2020
185 | Bassoum | Kolda | Dialambere | Bassoum | 12° 59' 9,117" N | 14° 28' 45,961" W | PV |  | 20 | [5 empty] | 420 | [6 empty] | EU/ECREEE/GDS | Government |  | Sustainable Development through Renewable Energy in South East of Senegal (DPER-SE Senegal) - EU and Government of Senegal (through Aser) | GSERM | Operational | 2020
186 | Sare Doro Thiam | Medina Yoro Foula | Bourouko | Sare Doro Thiam | 13° 18' 59,273" N | 15° 16' 39,306" W | PV |  | 20 | [5 empty] | 689 | [6 empty] | EU/ECREEE/GDS | Government |  | Sustainable Development through Renewable Energy in South East of Senegal (DPER-SE Senegal) - EU and Government of Senegal (through Aser) | GSERM | Operational | 2020
187 | Saré Hamath Samba 2 | Bounkiling | Tankon | Saré Hamath Samba 2 | 13° 16' 26,693" N | 15° 22' 7,496" W | PV |  | 20 | [5 empty] | 721 | [6 empty] | EU/ECREEE/GDS | Government |  | Sustainable Development through Renewable Energy in South East of Senegal (DPER-SE Senegal) - EU and Government of Senegal (through Aser) | Sud Solar | Operational | 2020
188 | Bayamba | Bounkiling | Diambaty | Bayamba | 13° 6' 23,766" N | 15° 28' 32,786" W | PV |  | 20 | [5 empty] | 786 | [6 empty] | EU/ECREEE/GDS | Government |  | Sustainable Development through Renewable Energy in South East of Senegal (DPER-SE Senegal) - EU and Government of Senegal (through Aser) | Sud Solar | Operational | 2020
189 | Darou Salam Mady Mbaye | Bounkiling | Tankon | Darou Salam Mady Mbaye | 13° 20' 1,439" N | 15° 19' 28,893" W | PV |  | 20 | [5 empty] | 1409 | [6 empty] | EU/ECREEE/GDS | Government |  | Sustainable Development through Renewable Energy in South East of Senegal (DPER-SE Senegal) - EU and Government of Senegal (through Aser) | Sud Solar | Operational | 2020
190 | Darou Salam Cissé | Bounkiling | Diambaty | Darou Salam Cissé | 13° 6' 25,438" N | 15° 25' 13,956" W | PV |  | 20 | [5 empty] | 967 | [6 empty] | EU/ECREEE/GDS | Government |  | Sustainable Development through Renewable Energy in South East of Senegal (DPER-SE Senegal) - EU and Government of Senegal (through Aser) | Sud Solar | Operational | 2020
191 | Saal | Tambacounda | Missirah | Saal | 13° 16' 19,908" N | 13° 36' 47,730" W | PV |  | 20 | [5 empty] | 635 | [6 empty] | EU/ECREEE/GDS | Government |  | Sustainable Development through Renewable Energy in South East of Senegal (DPER-SE Senegal) - EU and Government of Senegal (through Aser) | ERA | Operational | 2020
192 | Médina Wilaya | Bounkiling | Tankon | Médina Wilaya | 13° 12' 11,198" N | 15° 26' 26,097" W | PV |  | 20 | [5 empty] | 253 | [6 empty] | EU/ECREEE/GDS | Government |  | Sustainable Development through Renewable Energy in South East of Senegal (DPER-SE Senegal) - EU and Government of Senegal (through Aser) | Sud Solar | Operational | 2020
193 | Tobor | Bounkiling | Inor | Tobor | 13° 0' 50,991" N | 15° 40' 52,531" W | PV |  | 20 | [5 empty] | 450 | [6 empty] | EU/ECREEE/GDS | Government |  | Sustainable Development through Renewable Energy in South East of Senegal (DPER-SE Senegal) - EU and Government of Senegal (through Aser) | Sud Solar | Operational | 2020
194 | Soumboundou Fogny | Bounkiling | Bona | Soumboundou Fogny | 12° 57' 18,965" N | 15° 47' 10,942" W | PV |  | 20 | [5 empty] | 826 | [6 empty] | EU/ECREEE/GDS | Government |  | Sustainable Development through Renewable Energy in South East of Senegal (DPER-SE Senegal) - EU and Government of Senegal (through Aser) | Sud Solar | Operational | 2020
195 | Dioghère (Diognere) | Sédhiou | Sansamba | Dioghère (Diognere) | 12° 54' 9,765" N | 15° 54' 3,407" W | PV |  | 20 | [5 empty] | 579 | [6 empty] | EU/ECREEE/GDS | Government |  | Sustainable Development through Renewable Energy in South East of Senegal (DPER-SE Senegal) - EU and Government of Senegal (through Aser) | Sud Solar | Operational | 2020
196 | Djibaghary | Bounkiling | Bona | Djibaghary | 12° 56' 54,338" N | 15° 54' 33,507" W | PV |  | 20 | [5 empty] | 468 | [6 empty] | EU/ECREEE/GDS | Government |  | Sustainable Development through Renewable Energy in South East of Senegal (DPER-SE Senegal) - EU and Government of Senegal (through Aser) | Sud Solar | Operational | 2020
197 | Kariatte (djiragone) | Bounkiling | Bona | Kariatte (djiragone) | 12° 57' 10,157" N | 15° 53' 59,813" W | PV |  | 20 | [5 empty] | 485 | [6 empty] | EU/ECREEE/GDS | Government |  | Sustainable Development through Renewable Energy in South East of Senegal (DPER-SE Senegal) - EU and Government of Senegal (through Aser) | Sud Solar | Operational | 2020
198 | Diagnonding | Sedhiou | Djiredji | Diagnonding | 12° 41' 42,048" N | 15° 54' 17,351" W | PV |  | 20 | [5 empty] | 577 | [6 empty] | EU/ECREEE/GDS | Government |  | Sustainable Development through Renewable Energy in South East of Senegal (DPER-SE Senegal) - EU and Government of Senegal (through Aser) | Sud Solar | Operational | 2020
199 | Mandina Balante | Goudomp | Simbandi Balante | Mandina Balante | 12° 34' 31,436" N | 15° 45' 5,329" W | PV |  | 20 | [5 empty] | 177 | [6 empty] | EU/ECREEE/GDS | Government |  | Sustainable Development through Renewable Energy in South East of Senegal (DPER-SE Senegal) - EU and Government of Senegal (through Aser) | Sud Solar | Operational | 2020
200 | Djidady Balante et Djidady Mandingue | Goudomp | Mangaroungou | Djidady Balante et Djidady Mandingue | 12° 32' 23,461" N | 15° 26' 5,663" W | PV |  | 20 | [12 empty] | EU/ECREEE/GDS | Government |  | Sustainable Development through Renewable Energy in South East of Senegal (DPER-SE Senegal) - EU and Government of Senegal (through Aser) | Sud Solar | Operational | 2020
201 | Niassène Diola | Sédhiou | Sansamba | Niassène Diola | 12° 44' 52,495" N | 15° 53' 42,444" W | PV |  | 20 | [12 empty] | EU/ECREEE/GDS | Government |  | Sustainable Development through Renewable Energy in South East of Senegal (DPER-SE Senegal) - EU and Government of Senegal (through Aser) | Sud Solar | Operational | 2020
202 | Niassène Mandingue | Sédhiou | Sansamba | Niassène Mandingue | 12° 43' 57,315" N | 15° 52' 52,047" W | PV |  | 20 | [12 empty] | EU/ECREEE/GDS | Government |  | Sustainable Development through Renewable Energy in South East of Senegal (DPER-SE Senegal) - EU and Government of Senegal (through Aser) | Sud Solar | Operational | 2020
203 | Bouroghoune | Sédhiou | Sansamba | Bouroghoune | 12° 55' 33,090" N | 15° 49' 52,962" W | PV |  | 20 | [12 empty] | EU/ECREEE/GDS | Government |  | Sustainable Development through Renewable Energy in South East of Senegal (DPER-SE Senegal) - EU and Government of Senegal (through Aser) | Sud Solar | Operational | 2020
204 | Djimbana | Goudomp | Simbandi Balante | Djimbana | 12° 30' 37,851" N | 15° 41' 54,759" W | PV |  | 20 | [12 empty] | EU/ECREEE/GDS | Government |  | Sustainable Development through Renewable Energy in South East of Senegal (DPER-SE Senegal) - EU and Government of Senegal (through Aser) | Sud Solar | Operational | 2020
205 | Thieoulé | Kolda | Médina chérif | Thieoulé | 13° 0' 57,440" N | 14° 15' 24,642" W | PV |  | 20 | [12 empty] | EU/ECREEE/GDS | Government |  | Sustainable Development through Renewable Energy in South East of Senegal (DPER-SE Senegal) - EU and Government of Senegal (through Aser) | GSERM | Operational | 2020
206 | Kossanké | Kolda | Médina chérif | Kossanké | 12° 59' 44,739" N | 14° 16' 30,359" W | PV |  | 20 | [12 empty] | EU/ECREEE/GDS | Government |  | Sustainable Development through Renewable Energy in South East of Senegal (DPER-SE Senegal) - EU and Government of Senegal (through Aser) | GSERM | Operational | 2020
207 | Doubirou | Vélingara | Kandia | Doubirou | 13° 11' 24,443" N | 14° 13' 39,364" W | PV |  | 20 | [12 empty] | EU/ECREEE/GDS | Government |  | Sustainable Development through Renewable Energy in South East of Senegal (DPER-SE Senegal) - EU and Government of Senegal (through Aser) | GSERM | Operational | 2020
208 | Kaguitte-Centre | Ziguinchor | Nyassia | Kaguitte-Centre |  |  | PV |  | 20 | [12 empty] | EU/ECREEE/GDS | Government |  | Sustainable Development through Renewable Energy in South East of Senegal (DPER-SE Senegal) - EU and Government of Senegal (through Aser) | Sud Solar | Operational | 2020
209 | Kaguitte-Diouma | Ziguinchor | Nyassia | Kaguitte-Diouma |  |  | PV |  | 20 | [12 empty] | EU/ECREEE/GDS | Government |  | Sustainable Development through Renewable Energy in South East of Senegal (DPER-SE Senegal) - EU and Government of Senegal (through Aser) | Sud Solar | Operational | 2020
210 | Kaguitte-Boutakala | Ziguinchor | Nyassia | Kaguitte-Boutakala | 12° 24' 28,467" N | 16° 24' 47,811" W | PV |  | 20 | [12 empty] | EU/ECREEE/GDS | Government |  | Sustainable Development through Renewable Energy in South East of Senegal (DPER-SE Senegal) - EU and Government of Senegal (through Aser) | Sud Solar | Operational | 2020
211 | Diagongue | Bignona | Sindia | Diagongue | 12° 54' 30,064" N | 16° 10' 9,887" W | PV |  | 20 | [12 empty] | EU/ECREEE/GDS | Government |  | Sustainable Development through Renewable Energy in South East of Senegal (DPER-SE Senegal) - EU and Government of Senegal (through Aser) | Sud Solar | Operational | 2020
212 | Quiny et Keuleumeukrin | Bignona | Oulampane | Quiny et Keuleumeukrin |  |  | PV |  | 20 | [12 empty] | EU/ECREEE/GDS | Government |  | Sustainable Development through Renewable Energy in South East of Senegal (DPER-SE Senegal) - EU and Government of Senegal (through Aser) | Sud Solar | Operational | 2020
213 | Koulaye et Bougolou | Bignona | Oulampane | Koulaye et Bougolou | 13° 24' 17,027" N | 13° 46' 20,354" W | PV |  | 20 | [12 empty] | EU/ECREEE/GDS | Government |  | Sustainable Development through Renewable Energy in South East of Senegal (DPER-SE Senegal) - EU and Government of Senegal (through Aser) | Sud Solar | Operational | 2020
[9 empty] | 2741.4 | 5 | 0 | 0 | 0 | 30 | 93109 | 170

## Tanzania
S/N | Minigrid | Location |  |  |  |  | Technology | Capacity Installed (KWp) | [5 empty] | Population | Households | Connections/Clients (not disaggregated) | Residential connections | SMEs connections | Public Facilities connections | Promoters | Owners | Ownership model | Project/Funding/Sponsors | Operators | Status | Year of commissioning | Additional comments
|  | Department (Region) | Locality (Community) | Village/MG Name | Latitude | Longitude |  | Fossil | PV | Wind | Hydro | Biodiesel | Biomass
1 | Tosamaganga | Kilimanjaro | Mwanga | Nyumba ya Mungu | -3.817 | 37.467 | Hydro |  |  |  | 8000 | [8 empty] | Government | TANESCO | Public | Ministry of Energy | TANESCO | Operating | 1968 | Connected to national grid (s)
2 | Mbalizi | Kilimanjaro | Hai | Kikuletwa | -3.427 | 37.201 | Hydro |  |  |  | 1160 | [8 empty] | Government | Arusha Tech Scool / Prrivate company | PPP | Ministry of Energy/NORAD? | Arsha Tec College & Private Corp | Non operating | 1937/1950 | Connected to national grid (access); under refurbishment, PPP funding
3 | Mawengi / Lumama | Iringa | Mafinga | Tosamaganga | -7.836 | 35.589 | Hydro |  |  |  | 1220 | [8 empty] | Government | TANESCO | Public | Ministry of Energy | Private Leased Company | Non operating | 1951/1958 | Connected to national grid (access); Plant leased to private sector
4 | Ifupira / Mwenga | Mbeya | Mbeya | Mbalizi | -8.9318 | 33.356 | Hydro |  |  |  | 336 | [8 empty] | Government | TANESCO | Public | Ministry of Energy | TANESCO Mbeya | Non operating | 1958 | Connected to national grid (access)
5 | Mbangomao / Andoya | Njombe | Ludewa | Mawengi / Lumama | -9.8529 | 34.4853 | Hydro |  |  |  | 300 |  |  |  |  | 1550 |  |  |  | Govt, EU, AGRA | Community | Community | REF, EU, AGRA | LUMAMA | Operating | 2009/2012 | Connected to mini grid
6 | Mpepai / Tulila | Iringa | Mufindi | Ifupira / Mwenga | -8.4854 | 35.413 | Hydro |  |  |  | 4000 |  |  |  |  | 5000 |  |  |  | Rift Valley Energy | Rift Valley Energy | Private | REF, EU, World Bank | Rift Valley Energy | Operating | 2013 | Connected to national grid (s)
7 | Magagura / Lupilo Chipole | Ruvuma | Mbinga | Mbangomao / Andoya | -11.021 | 35.074 | Hydro |  |  |  | 1000 |  |  |  |  | 842 | 820 | 22 | 0 | Andoya Hydo Electric Power Co | Andoya Hydro Electric Power Co | Private | REF, EU, World Bank | Andoya Hydro Electric Power Co | Operating | 2013/2015 | Connected to national grid (s)
8 | Uwemba / Mission | Ruvuma | Mbinga | Mpepai / Tulila | -10.8052 | 35.2705 | Hydro |  |  |  | 5000 |  |  |  |  | 7800 | 7800 |  |  | Chipole RC Mission | RC Mission | FBO | REF, EU, World Bank | Chipole RC Mission | Operating | 2016 | Connected to national grid (s)
9 | Uwemba / TANESCO | Ruvuma | Songea | Magagura / Lupilo Chipole | -10.863 | 35.201 | Hydro |  |  |  | 400 | [8 empty] | Chipole RC Mission | RC Mission | FBO | FBO | Chipole RC Mission | Operating | 2006 | Connected to national grid (access)
10 | Matembwe | N jombe | Njombe | Uwemba / Mission | -9.4578 | 34.7895 | Hydro |  |  |  | 200 |  |  |  |  | 125 | 125 |  |  | Uwemba RC Mission | RC Mission | FBO | FBO | Uwemba RC Mission | Operating | 1971/1988 | Connected to national grid (access)
11 | Bomalang'ombe | Njombe | Njombe | Uwemba / TANESCO | -9.4664 | 34.789 | Hydro |  |  |  | 840 | [8 empty] | GIZ, Ministry of Energy | TANESCO | Public | Ministry of Energy, GIZ | TANESCO Njombe | Operating | 1991 | Connected to national grid (s)
12 | Ikondo I | Njombe | Njombe | Matembwe | -9.2637 | 35.144 | Hydro |  |  |  | 590 |  |  |  |  | 624 | 556 | 64 | 4 | RC Mission | Matembwe Village Company, Catholic Diocese, Njombe district, and village | Community | REF, EU, Italian & Belgium Govts, CEFA | Matembwe Village Company | Operating | 1984 | Connected to national grid (s)
13 | Ikondo II | Iringa | Kilolo | Bomalang'ombe | -3.336 | 37.137 | Hydro |  |  |  | 250 |  |  |  |  | 331 | 252 | 76 | 3 | RC Mission | Bomang'ombe Village Company, CEFA, Catholic Diocese, Kilolo District, Village | Community | Italian Govt, EU, CEFA | Bomang'ombe Village Company | Operating | 2001 | Connected to mini grid
14 | Imiliwaha Sisters Convent | Njombe | Njombe | Ikondo I | -9.0999 | 35.267 | Hydro |  |  |  | 83 |  |  |  |  | 177 | 130 | 46 | 1 | RC Mission | CEFA, Matembwe Village Company | Community | Italian Govt, EU, CEFA | Matembwe Village Company | Operating | 2004 | Connected to national grid (access)
15 | Mavanga | Njombe | Njombe | Ikondo II | -9.1095 | 35.2672 | Hydro |  |  |  | 347 |  |  |  |  | 180 | 150 | 29 | 1 | RC Mission | CEFA, Matembwe Village Company | Community | Italian Govt, EU, CEFA | Matembwe Village Company | Operating | 2015 | Connected to national grid (access)
16 | Kitai Prison | Njombe | Njombe | Imiliwaha Sisters Convent | -9.593 | 34.63 | Hydro |  |  |  | 180 | [8 empty] | RC Mission | RC Mission | FBO |  | RC Mission | Operating | 1980 | Connected to mini grid
17 | Ndanda Mission | Njombe | Ludewa | Mavanga | -9.8678 | 35.1048 | Hydro |  |  |  | 120 | [8 empty] | RC Mission | RC Mission | FBO |  | RC Mission | Operating | 2002 | Connected to mini grid
18 | Hanga Mission | Ruvuma | Songea | Kitai Prison | -10.709 | 35.197 | Hydro |  |  |  | 45 | [8 empty] | Government | Prisons | Puublic |  | Kitai Prison | Operating | 1976 | Connected to mini grid
19 | Peramiho Mission - Likingo | Mtwara | Masasi | Ndanda Mission | -10.502 | 39.026 | Hydro |  |  |  | 310 | [8 empty] | RC Mission | RC Mission | FBO |  | Benedictine Fathers | Operating | 1986 | Connected to national grid (access)
20 | Litembo Mission | Ruvuma | Namtumbo | Hanga Mission | -10.4461 | 35.7803 | Hydro |  |  |  | 40 | [8 empty] | RC Mission | RC Mission | FBO |  | Hanga RC Mission | Operating |  | Connected to mini grid
21 | Isoko | Ruvuma | Songea | Peramiho Mission - Likingo | -10.427 | 35.446 | Hydro |  |  |  | 542 | [8 empty] | RC Mission | RC Mission | FBO |  | Benedictine Fathers | Operating | 1962/1986 | Connected to national grid (access)
22 | Isoko | Ruvuma | Mbinga | Litembo Mission | -10.975 | 34.83 | Hydro |  |  |  | 40 | [8 empty] | RC Mission | RC Mission | FBO |  | Benedictine Fathers | Operating | 1982 | Connected to mini grid
23 | Kabanga | Mbeya | Ileje | Isoko | -9.481 | 33.498 | Hydro |  |  |  | 15.5 | [8 empty] | Moravian Mission | Moravian Mission | FBO |  | Isoko Moravian Mission | Operating | 1973 | Connected to mini grid
24 | Uvinza Salt Mine | Mbeya | Ileje | Isoko | -9.4848 | 33.4976 | Hydro |  |  |  | 7.3 | [8 empty] | RC Mission | RC Mission | FBO |  | Isoko RC Mission | Operating | 1973 | Connected to mini grid
25 | Chala | Kigoma | Kasulu | Kabanga | -4.5131 | 30.113 | Hydro |  |  |  | 90 | [8 empty] | RC Mission | RC Mission | FBO |  |  | Unknown |  | Connected to mini grid
26 | Mamba | Kigoma | Uvinza | Uvinza Salt Mine | -5.1137 | 30.3867 | Hydro |  |  |  | 600 | [8 empty] | Uvinza Salt Mine | Private | Private |  | Uvinza Salt Mine | Unknown |  | Connected to mini grid
27 | Kinko | Rukwa | Nkasi | Chala | -7.5968 | 31.2699 | Hydro |  |  |  | 30 | [8 empty] | RC Mission | RC Mission | FBO |  | Chala RC Mission | Operating |  | Connected to mini grid
28 | Sakare Soni | Katavi | Mlele | Mamba | -7.3942 | 31.6923 | Hydro |  |  |  | 100 | [8 empty] | RC Mission | RC Mission | FBO |  | Mamba RC Mission | Operating | 1932 | Connected to mini grid
29 | Mbarali | Tanga | Lushoto | Kinko | -4.6596 | 38.3131 | Hydro |  |  |  | 10 |  |  |  |  | 100 | 100 |  |  | UNIDO, TaTEDO | Community | Community | UNIDO | Village community | Operating | 2006 | Connected to mini grid
30 | Ndolage Mission | Tanga | Lushoto | Sakare Soni | -4.8478 | 38.3686 | Hydro |  |  |  | 6.3 | [8 empty] | RC Mission | RC Mission | FBO | Benedictine Fathers | Benedictine Fathers | Unknown | 1948 | Connected to mini grid
31 | Tandala / Ikonda | Mbeya | Mbarali | Mbarali | -8.6757 | 34.3167 | Hydro |  |  |  | 700 | [8 empty] | Government | NAFCO/Govt | Public | Government, Chinese Govt | NAFCO | Operating | 1972 | Connected to national grid (access)
32 | Makumira | Kagera | Ndolage | Ndolage Mission | -1.6057 | 31.645 | Hydro |  |  |  | 55 | [8 empty] | RC Mission | RC Mission | FBO |  | Ndorage RC Mission | Unknown | 1961 | Connected to mini grid
33 | Ngarenanyuki | Njombe | Makete | Tandala / Ikonda | -9.3768 | 34.2313 | Hydro |  |  |  | 40 | [8 empty] | RC Mission | RC Mission | FBO |  | RC Mission | Operating | 1975 | Connected to mini grid
34 | Nyangao | Arusha | Arumeru | Makumira | -3.3748 | 36.827 | Hydro |  |  |  | 10 | [8 empty] | J Mungure | Private | Private |  | J Mungure | Unknown | 2011 | Connected to national grid (access)
35 | Nyangao | Arusha | Arumeru | Ngarenanyuki | -3.1551 | 36.8362 | Hydro |  |  |  | 10 | [8 empty] | Ngarenanyuki Secondary School | Private | Private |  | Ngarenanyuki Secondary School | Operating | 2011 | Connected to mini grid
36 | Bulongwa Mission | Lindi | Ruwangwa | Nyangao | -10.3333 | 39.2914 | Hydro |  |  |  | 15.8 | [8 empty] | RC Mission | RC Mission | FBO |  | Benedictine Fathers | Unknown | 1958 | Connected to mini grid
37 | Kaengesa Mission | Lindi | Ruwangwa | Nyangao | -10.3297 | 39.3105 | Hydro |  |  |  | 38.8 | [8 empty] | RC Mission | RC Mission | FBO |  | Benedictine Fathers | Unknown | 1974 | Connected to mini grid
38 | Rungwe | Njombe | Makete | Bulongwa Mission | -9.3244 | 34.0385 | Hydro |  |  |  | 180 | [8 empty] | Lutheran Mission | Lutheran Mission | FBO |  | Bulongwa Lutheran Mission | Unknown |  | Connected to mini grid
39 | Iyovi | Rukwa | Sumbawanga | Kaengesa Mission | -8.2561 | 31.7048 | Hydro |  |  |  | 44 | [8 empty] | RC Mission | RC Mission | FBO |  | Kaengesa RC Mission | Operating | 1967 | Connected to mini grid
40 | Maguta/Lung'ali (I&II) | Mbeya | Rungwe | Rungwe | -9.2364 | 33.6937 | Hydro |  |  |  | 21.2 | [8 empty] | Moravian Mission | Moravian Mission | FBO |  | Moravian Mission | Unknown | 1964 | Connected to mini grid
41 | Lugarawa | Morogoro | Mikumi | Iyovi | -7.5682 | 36.8041 | Hydro |  |  |  | 950 | [8 empty] | RC Mission | RC Mission | FBO |  | RC Mission | Operating | 2015 | Connected to mini grid
42 | Kipengele | Iringa | Kilolo | Maguta/Lung'ali (I&II) | -7.6689 | 36.1938 | Hydro |  |  |  | 2400 |  |  |  |  | 100 | 100 |  |  | Lung'ali Natural Resources Co. Ltd | Private | Private | USAID, Power Afria, | Lung'ali Maguta Natural Resources Co. Ltd | Operating | 2015 | Connected to national grid (access)
43 | Mngeta/Chita | Njombe | Ludewa | Lugarawa | -9.8136 | 34.7154 | Hydro |  |  |  | 140 | [8 empty] | RC Mission | RC Mission | FBO | EU, World Bank, UNIDO, EEP | RC Mission | Operating | 1979/2015 | Connected to mini grid
44 | Kindimba | Njombe | Makete | Kipengele | -9.3013 | 34.4307 | Hydro |  |  |  | 180 | [8 empty] | RC Mission | RC Mission | FBO |  | RC Mission | Operating | 2012 | Connected to mini grid
45 | Ndolera Tea Estate / Masigira Mahanje | Morogoro | Ifakara | Mngeta/Chita | -8.3178 | 36.129 | Hydro |  |  |  | 600 | [8 empty] | Government | RUBADA/Govt | Public | China Govt and Tanzania Govty | RUBADA | Operating |  | Connected to mini grid
46 | Maguu Mission | Ruvuma | Mbinga | Kindimba | -10.954 | 34.891 | Hydro |  |  |  | 50 | [8 empty] | RC Mission | RC Mission | FBO |  | RC Mission | Operating | 2015 | Connected to min grid
47 | Uliwa Mission | Njombe | Ludewa | Ndolera Tea Estate / Masigira Mahanje | -9.956 | 35.196 | Hydro |  |  |  | 80 | [8 empty] | Unilever Company | Unilever Company | Private | Uniliver UK Company | Ndolera Tea Estate | Operating |  | Connected to mini grid
48 | Mvimwa / Kate | Ruvuma | Mbinga | Maguu Mission | -11.05 | 34.792 | Hydro |  |  |  | 4 | [8 empty] | RC Mission | RC Mission | FBO |  | RC Mission | Non operating | 1988 | Connected to mini grid
49 | Magugu / Darakuta | Njombe | Njombe | Uliwa Mission | -9.5973 | 34.8717 | Hydro |  |  |  | 40 | [8 empty] | RC Mission | RC Mission | FBO |  | RC Mission | Unknown | 1992 | Connected to mini grid
50 | Msolwa | Rukwa | Nkasi | Mvimwa / Kate |  |  | Hydro |  |  |  | 14 | [8 empty] | RC Mission | RC Mission | FBO |  | RC Mission | Unknown | 1990-99? | Connected to mini grid
51 | Mogadirisho | Manyara | Babati | Magugu / Darakuta | -4 | 35.718 | Hydro |  |  |  | 320 | [8 empty] | Darakuta Ltd | Darakuta Hydropower Dev. Co. Ltd | Private | REA, World Bank | Darakuta Hydro Development Co Ltd | Operating | 2013 | Connected to national grid (s)
52 | Ngaresero | Morogoro | Kilosa | Msolwa |  |  | Hydro |  |  |  | 995 | [8 empty] | Yovi Power Company | Yovi Power Company | Private | REA, World Bank | Yovi Hydropower Company Ltd | Operating | 2019 | Connected to national grid (s)
53 | Heru Juu Mission | Arusha | Arumeru | Mogadirisho |  |  | Hydro |  |  |  | 230 | [9 empty] | Private ? | Private |  |  | Operating | 2018 | Connected to mini grid
54 | Iterembogo Mission | Arusha | Arumeru | Ngaresero |  |  | Hydro |  |  |  | 15 | [8 empty] | M.H. Leach | M.H. Leach | Private |  | M.H. Leach | Operating | 1982 | Connected to mini grid
55 | Mafufumwe Usokamwe | Kigoma | Kasulu | Heru Juu Mission |  |  | Hydro |  |  |  | 80 | [8 empty] | RC Mission | RC Mission | FBO |  | RC Mission | Unknown |  | Connected to mini grid
56 | Kibena Njombe / TANWATT | Kigoma | Kigoma Rural | Iterembogo Mission |  |  | Hydro |  |  |  | 120 | [8 empty] | RC Mission | RC Mission | FBO |  |  | Unknown |  | Connected to mini grid
57 | Arusha Chini / TPC | Iringa | Mufindi | Mafufumwe Usokamwe |  |  | Hydro |  |  |  | 150 | [8 empty] | RC Mission | RC Mission | FBO |  | Usokami RC Mission | Operating |  | Connected to national grid (access)
58 | Ngombeni | Njombe | Njombe | Kibena Njombe / TANWATT | -9.288 | 34.781 | Biomass Steam Turbine | [5 empty] | 2000 | [6 empty] | TANWAT Company | TANWAT Company | Private | CDC | TANWATT Company | Operating | 1957/ 1995 | Connected to national grid (s)
59 | Sao Hill | Kilimanjaro | Moshi | Arusha Chini / TPC | -3.5325 | 37.332 | Biomass Steam Turbine | 4000 |  |  |  |  | 17500 | [6 empty] | Alteo/TPC Company | Alteo/TPC Company | Private | Denmark, Government | Alteo/TPC Company | Operating | 2012/1931 | Connected to national grid (s)
60 | Mufindi Paper Mill | Coast | Mafia | Ngombeni | -7.8979 | 39.6936 | Biomass Steam Turbine | [5 empty] | 1400 | [6 empty] | Ngombeni Power Ltd | Ngombeni Power Ltd | Private | REF, KFL (Germany) | Ngombeni Power Ltd | Operating | 2014 | Conneted to mini grid
61 | Mtibwa / Mtibwa Sgar Estate | Iringa | Mufindi | Sao Hill | -8.3979 | 35.212 | Biomass Steam Turbine | [5 empty] | 1500 | [6 empty] | Sao Hill Saw Mill | Sao Hill Aw Mill | Private | NORAD | Sao Hill Saw Mill | Operating | 1988 | Connected to national grid (access)
62 | Kidatu, Kilombero Sugar Estate | Iringa | Mufindi | Mufindi Paper Mill | -8.728 | 35.291 | Biomass Steam Turbine | [5 empty] | 9000 | [6 empty] | Mufindi Paper Mill | Mufindi Pulp and Paper Company | Private | CIDA, Sida | Mufindi Paper Mill | Operating | 1984 | Connected to national grid (access)
63 | Bukoba / Kagera Sugar Estate | Morogoro | Mvomera | Mtibwa / Mtibwa Sgar Estate | -6.1383 | 37.639 | Biomass Steam Turbine | [5 empty] | 4000 | [6 empty] | Mtibwa Sugar Estate | Mtibwa Estate | Private |  | Mtibwa Sugar Estate | Operating | < 1961/1973 | Connected to national grid (access)
64 | Kongwa Village | Morogoro | Kilosa | Kidatu, Kilombero Sugar Estate | -8.2344 | 36.4406 | Biomass Steam Turbine | [5 empty] | 12552 | [6 empty] | Ilovo Company | Ilovo Company | Private | Ilovu Company | Ilovu Company | Operating | 2010/1963 | Connected to national grid (access)
65 | Biro | Kagera | Bukoba | Bukoba / Kagera Sugar Estate | -1.218 | 31.271 | Biomass Steam Turbine | [5 empty] | 620 | [6 empty] | Kagera Sugar Company | Kagera Sugar Company | Private | Kagera Sugar Co | Kagera Sugar Ltd | Operating | <1961/1982 | Conneted to mini grid
66 | Mkonge | Morogoro | Mororgoro | Kongwa Village | -7.2607 | 37.849 | Gasification | [5 empty] | 32 | [6 empty] | Husk Power Systems Ltd | Husk Power Systems Ltd | Private | REF, | Husk Power Systems Ltd | Operating | 2016 | Conneted to mini grid
67 | Chambo | Morogoro | Malinyi | Biro |  |  | Gasification | [5 empty] | 32 |  |  | 70 |  |  |  | Husk Power, ONGAWA + TaTEDO | Husk Power Systems Ltd, ONGAWA, TaTEDO + Biro Village Government | PPP | EEP (Finnish Government) | Husk Power | Non operating | 2016 | Connected to national grid (access)
68 | Segese | Tanga | Muheza | Mkonge | -5.1787 | 38.7965 | Biogas | [5 empty] | 150 | [6 empty] | Mkonge System Co. | Mkonge System Co. | Private | REF | Mkonge System Company | Operating | 2014 | Conneted to national grid (access)
69 | Kijungu | Shinyanga | Kahama | Chambo | -4.2068 | 32.656 | Biodiesel SVO |  |  |  |  | 8.8 |  | 500 |  | 68 | 40 | 20 | 8 | TaTEDO | SMEs | Private | EU, HIVOS & TaTEDO | SMEs | Operating | 2013 | Conneted to mini grid
70 | Mji Mwema | Shinyanga | Kahama | Segese | -3.5335 | 32.421 | Biodiesel SVO |  |  |  |  | 8.8 |  | 450 |  | 29 | 20 | 5 | 4 | TaTEDO | SMEs | Private | EU, HIVOS & TaTEDO | SMEs | Operating | 2014 | Conneted to mini grid
71 | Kona Nne | Manyara | Kiteto | Kijungu | -5.3968 | 37.182 | Biodiesel SVO |  |  |  |  | 8.8 |  | 1000 |  | 10 | 10 |  |  | TaTEDO | SMEs | Private | EU, HIVOS & TaTEDO | SMEs | Operating | 2014 | Conneted to mini grid
72 | Ulowa | Kilimanjaro | Siha | Mji Mwema | -3.2344 | 37.103 | Biodiesel SVO |  |  |  |  | 8.8 |  | 200 |  | 38 | 35 | 3 |  | TaTEDO | SMEs | Private | EU, HIVOS & TaTEDO | SMEs | Operating | 2013 | Conneted to national grid (access); plant sold to a private person
73 | Runazi | Tabora | Kaliua | Kona Nne | -5.034 | 31.7427 | Biodiesel SVO |  |  |  |  | 8.8 |  | 300 |  | 14 | 14 |  |  | TaTEDO | SMEs | Private | EU, HIVOS & TaTEDO | SMEs | Operating | 2014 | Conneted to mini grid
74 | Mashewa | Shinyanga | Kahama | Ulowa | -4.2119 | 32.123 | Biodiesel SVO |  |  |  |  | 8.8 |  | 600 |  | 85 | 85 |  |  | TaTEDO | SMEs | Private | EU, HIVOS & TaTEDO | SMEs | Operating | 2013 | Conneted to mini grid
75 | Kimbo | Kagera | Biharamulo | Runazi | -2.8149 | 31.382 | Biodiesel SVO |  |  |  |  | 8.8 |  | 300 |  | 69 | 69 |  |  | TaTEDO | SMEs | Private | EU, HIVOS & TaTEDO | SMEs | Operating | 2014 | Conneted to mini grid
76 | Mlola | Tanga | Muheza | Mashewa | -5.1562 | 38.669 | Biodiesel SVO |  |  |  |  | 8.8 |  | 150 |  | 12 | 12 |  |  | TaTEDO | SMEs | Private | EU, HIVOS & TaTEDO | SMEs | Operating | 2013 | Conneted to mini grid
77 | Mnazi | Tanga | Muheza | Kimbo | -4.9482 | 38.482 | Biodiesel SVO |  |  |  |  | 8.8 |  | 150 |  | 23 | 23 |  |  | TaTEDO | SMEs | Private | EU, HIVOS & TaTEDO | SMEs | Operating | 2013 | Conneted to mini grid
78 | Lyabukande | Tanga | Lushoto | Mlola | -4.6289 | 38.428 | Biodiesel SVO |  |  |  |  | 8.8 |  | 350 |  | 40 | 40 |  |  | TaTEDO | SMEs | Private | EU, HIVOS & TaTEDO | SMEs | Operating | 2013 | Conneted to mini grid
79 | Mwakitolyo | Tanga | Lushoto | Mnazi | -4.4264 | 38.307 | Biodiesel SVO |  |  |  |  | 8.8 |  | 150 |  | 12 | 12 |  |  | TaTEDO | SMEs | Private | EU, HIVOS & TaTEDO | SMEs | Operating | 2013 | Conneted to mini grid
80 | Runzewe | Shinyanga | Shinyanga | Lyabukande | -3.5699 | 32.93 | Biodiesel SVO |  |  |  |  | 8.8 |  | 250 |  | 36 | 36 |  |  | TaTEDO | SMEs | Private | EU, HIVOS & TaTEDO | SMEs | Operating | 2014 | Conneted to mini grid
81 | Uyovu | Shinyanga | Shinyanga | Mwakitolyo | -3.3926 | 32.735 | Biodiesel SVO |  |  |  |  | 8.8 |  | 150 |  | 38 | 38 |  |  | TaTEDO | SMEs | Private | EU, HIVOS & TaTEDO | SMEs | Operating | 2014 | Conneted to mini grid
82 | Leganga | Geita | Bukombe | Runzewe | -3.3387 | 31.525 | Biodiesel SVO |  |  |  |  | 8.8 |  | 500 |  | 65 | 65 |  |  | TaTEDO | SMEs | Private | EU, HIVOS & TaTEDO | SMEs | Operating | 2013 | Conneted to mini grid
83 | Ngutoto | Geita | Bukombe | Uyovu | -3.3194 | 31.503 | Biodiesel SVO |  |  |  |  | 8.8 |  | 150 |  | 25 | 25 |  |  | TaTEDO | SMEs | Private | EU, HIVOS & TaTEDO | SMEs | Operating | 2014 | Conneted to mini grid
84 | Lobilo | Dodoma | Kongwa | Leganga | -5.7138 | 36.369 | PV |  | 15 | [6 empty] | 1053 | 812 |  | 241 | Ministry of Energy/Mott Foundation | Ministry of Energy, Mott, Kongwa District, Community | PPP | Austria Govt, Ministry of Energy, Mott | ELICO Foundation | Operating | 2015 | Connected to national grid (access); co-exists with national grid
85 | Silale | Dodoma | Kongwa | Ngutoto | -5.596 | 36.3317 | PV |  | 15 | [10 empty] | Ministry of Energy/Mott Foundation | Ministry of Energy, Mott, Kongwa District, Community | PPP | Austria Govt, Ministry of Energy, Mott | ELICO Foundation | Operating | 2015 | Connected to national grid (access); co-exists with national grid
86 | Tura | Dodoma | Kongwa | Lobilo | -5.9961 | 36.818 | PV |  | 15 | [10 empty] | Ministry of Energy | Lobilo village Commnity; | Community | Austria Govt, Ministry of Energy | Lobilo village Commnity; | Non operating | 2015 | Connected to mini grid
87 | Loya | Dodoma | Kongwa | Silale | -5.754 | 36.536 | PV |  | 15 | [10 empty] | Ministry of Energy | Silale village Commnity; | Community | Austria Govt, Ministry of Energy | Silale village Commnity; | Operating | 2015 | Connected to mini grid
88 | Lutende | Tabora | Uyui | Tura | -5.495 | 33.8435 | PV |  | 30 | [10 empty] | Ministry of Energy | Tua village Commnity; | Community | Austria Govt, Ministry of Energy | Tua village Commnity; | Non operating | 2015 | Connected to mini grid
89 | Mapili | Tabora | Uyui | Loya | -5.0409 | 33.847 | PV |  | 30 | [10 empty] | Ministry of Energy | Loya village Commnity; | Community | Austria Govt, Ministry of Energy | Loya village Commnity; | Non operating | 2015 | Connected to mini grid
90 | Nsenkwa | Tabora | Uyui | Lutende | -4.9506 | 33.486 | PV |  | 15 | [10 empty] | Ministry of Energy | Lutende village Commnity; | Community | Austria Govt, Ministry of Energy | Lutende village Commnity; | Non operating | 2015 | Connected to mini grid
91 | Ilunde | Katavi | Mlele | Mapili | -6.7982 | 32.13 | PV |  | 15 | [10 empty] | Ministry of Energy | Mapili village Commnity; | Community | Austria Govt, Ministry of Energy | Mapili village Commnity; | Non operating | 2015 | Connected to mini grid
92 | Masumba | Katavi | Mlele | Nsenkwa | -6.7768 | 32.017 | PV |  | 30 | [10 empty] | Ministry of Energy | Nsenkwa village Commnity; | Community | Austria Govt, Ministry of Energy | Nsenkwa village Commnity; | Non operating | 2015 | Connected to mini grid
93 | Saadan / Devergy | Katavi | Mlele | Ilunde | -6.742 | 32.484 | PV |  | 30 | [10 empty] | Ministry of Energy | Ilunde village Commnity; | Community | Austria Govt, Ministry of Energy | Ilunde village Commnity; | Non operating | 2015 | Connected to mini grid
94 | Maasai Village | Tanga |  | Masumba |  |  | PV |  | 20 | [12 empty] | Private |  |  | Operating |  | Connected to mini grid
95 | Orkejuloongishu Ketumbeine | Coast | Bagamoyo | Saadan / Devergy | -6.0442 | 38.778 | PV |  | 2 | [6 empty] | 100 | 100 |  |  | Devergy | Devergy Solar | Private | Devergy Solar | Devergy Solar | Operating |  | Connected to mini grid
96 | Ololosokwan | Arusha | Monduli | Maasai Village | -3.0219 | 35.314 | PV |  | 2 | [12 empty] | Community |  | Community | Operating |  | Connected to mini grid
97 | Soit-Sambu | Arusha | Longido | Orkejuloongishu Ketumbeine |  |  | PV |  | 15.6 | [6 empty] | 81 |  |  |  | PowerCorner Tanzania Ltd | PowerCorner Tanzania Limited | Private |  | PowerCorner Tanzania Limited | Operating | 2016 | Connected to mini grid
98 | Digodigo | Arusha | Norongoro | Ololosokwan |  |  | PV |  | 6 | [6 empty] | 94 |  |  |  | GIZ | E. ON Off Grid Solution Gmbh | Private | GIZ | E. ON Off Grid Solution Gmbh | Non operating | 2017 | Connected to mini grid; deauthorised
99 | Malambo | Arusha | Norongoro | Soit-Sambu |  |  | PV |  | 6 | [6 empty] | 67 |  |  |  | GIZ | E. ON Off Grid Solution Gmbh | Private | GIZ | E. ON Off Grid Solution Gmbh | Non operating | 2017 | Connected to mini grid; deauthorised
100 | Itaswi Bumbuta | Arusha | Norongoro | Digodigo |  |  | PV |  | 6 | [6 empty] | 72 |  |  |  | GIZ | E. ON Off Grid Solution Gmbh | Private | GIZ | E. ON Off Grid Solution Gmbh | Non operating | 2017 | Connected to mini grid; deauthorised
101 | Kwamtoro | Arusha | Norongoro | Malambo |  |  | PV |  | 13.14 | [6 empty] | 92 |  |  |  | GIZ | E. ON Off Grid Solution Gmbh | Private | GIZ | E. ON Off Grid Solution Gmbh | Non operating | 2017 | Connected to national grid (access); decommissioned upon grid arrival
102 | Zombo village | Dodoma | Chemba | Itaswi Bumbuta |  |  | PV |  | 6.4 | [6 empty] | 64 |  |  |  | GIZ | E. ON Off Grid Solution Gmbh | Private | GIZ | E. ON Off Grid Solution Gmbh | Non operating | 2017 | Connected to national grid (access); decommissioned upon grid arrival
103 | Mpale village | Dodoma | Kondoa | Kwamtoro |  |  | PV |  | 9.5 | [6 empty] | 87 |  |  |  | GIZ | E. ON Off Grid Solution Gmbh | Private | GIZ | E. ON Off Grid Solution Gmbh | Non operating | 2017 | Connected to national grid (access); decommissioned upon grid arrival
104 | Nakopi | Morogoro | Kilosa | Zombo village |  |  | PV |  | 128 | [6 empty] | 147 |  |  |  | Ruaha Energy Co,mpany Ltd | Ruaha Energy Company Limited | Private |  | Ruaha Energy Company Limited | Operating | 2017 | Connected to mini grid
105 | Barikiwa | Tanga | Korogwe | Mpale village |  |  | Hybrid PV/Diesel | 40 | 48 | [6 empty] | 256 |  |  |  | Ensol/Watu na Umeme | Watu na Umeme Limited | Private | UNCDF, EEP, USADF Power Africa, REA | Watu wa Umeme Limited | Operating | 2018 | Connected to mini grid
106 | Mbaya | Mtwara | Nanyumbu | Nakopi |  |  | PV |  | 30 | [6 empty] | 250 |  |  |  | PowerCorner Tanzania Ltd | PowerCorner Tanzania Limited | Private |  | PowerCorner Tanzania Limited | Operating | 2018 | Connected to mini grid
107 | London | Lindi | Liwale | Barikiwa |  |  | PV |  | 30 | [6 empty] | 272 |  |  |  | PowerCorner Tanzania Ltd | PowerCorner Tanzania Limited | Private |  | PowerCorner Tanzania Limited | Operating | 2018 | Connected to mini grid
108 | Ighombwe | Lindi | Liwale | Mbaya |  |  | PV |  | 30 | [6 empty] | 270 |  |  |  | PowerCorner Tanzania Ltd | PowerCorner Tanzania Limited | Private |  | PowerCorner Tanzania Limited | Operating | 2018 | Connected to mini grid
109 | Bugalama | Singida | Manyoni | London |  |  | PV |  | 16 | [6 empty] | 210 |  |  |  | PowerGen | Power Gen Renewable Energy Limited | Private | USAID, Power Afria | Power Gen Renewable Energy Limited | Operating | 2018 | Connected to mini grid
110 | Murusagamba | Singida | Ikungi | Ighombwe |  |  | PV |  | 3 | [6 empty] | 50 |  |  |  | PowerGen | Power Gen Renewable Energy Limited | Private | USAID, Power Afria | Power Gen Renewable Energy Limited | Operating | 2018 | Connected to mini grid
111 | Kalenge | Kagera | Ngara | Bugalama |  |  | PV |  | 3.18 | [6 empty] | 52 |  |  |  | PowerGen | Power Gen Renewable Energy Limited | Private | USAID, Power Afria | Power Gen Renewable Energy Limited | Operating | 2019 | Connected to mini grid
112 | Nyantakara | Kagera | Ngara | Murusagamba |  |  | PV |  | 17.16 | [6 empty] | 177 |  |  |  | PowerGen | Power Gen Renewable Energy Limited | Private | USAID, Power Afria | Power Gen Renewable Energy Limited | Operating | 2019 | Connected to mini grid
113 | Mavota | Kagera | Biharamuulo | Kalenge |  |  | PV |  | 16.18 | [6 empty] | 178 |  |  |  | PowerGen | Power Gen Renewable Energy Limited | Private | USAID, Power Afria | Power Gen Renewable Energy Limited | Operating | 2019 | Connected to mini grid
114 | Nemba | Kagera | Biharamuulo | Nyantakara |  |  | PV |  | 17.18 | [6 empty] | 95 |  |  |  | PowerGen | Power Gen Renewable Energy Limited | Private | USAID, Power Afria | Power Gen Renewable Energy Limited | Operating | 2019 | Connected to mini grid
115 | Leshata | Kagera | Biharamuulo | Mavota |  |  | PV |  | 17.18 | [6 empty] | 134 |  |  |  | PowerGen | Power Gen Renewable Energy Limited | Private | USAID, Power Afria | Power Gen Renewable Energy Limited | Operating | 2019 | Connected to mini grid
116 | Kitaita & Songambele | Kagera | Biharamuulo | Nemba |  |  | PV |  | 23.52 | [6 empty] | 182 |  |  |  | PowerGen | Power Gen Renewable Energy Limited | Private | USAID, Power Afria | Power Gen Renewable Energy Limited | Operating | 2019 | Connected to mini grid
117 | Itabagumba | Morogoro | Gairo | Leshata |  |  | Hybrid PV/Diesel | 8 | 15.36 | [6 empty] | 155 |  |  |  | PowerGen | Power Gen Renewable Energy Limited | Private | USAID, Power Afria | Power Gen Renewable Energy Limited | Operating | 2019 | Connected to national grid (access); co-exists with national grid
118 | Busenge | Morogoro | Gairo | Kitaita & Songambele |  |  | Hybrid PV/Diesel | 8 | 15.36 | [6 empty] | 103 |  |  |  | PowerGen | Power Gen Renewable Energy Limited | Private | USAID, Power Afria | Power Gen Renewable Energy Limited | Operating | 2019 | Connected to national grid (access); co-exists with national grid
119 | Kanyara | Mwanza | Buchosa | Itabagumba |  |  | PV |  | 30.32 | [6 empty] | 218 |  |  |  | PowerGen | Power Gen Renewable Energy Limited | Private | USAID, Power Afria | Power Gen Renewable Energy Limited | Operating | 2019 | Connected to mini grid
120 | Iglansoni | Mwanza | Buchosa | Busenge |  |  | PV |  | 28.68 | [6 empty] | 181 |  |  |  | PowerGen | Power Gen Renewable Energy Limited | Private | USAID, Power Afria | Power Gen Renewable Energy Limited | Operating | 2019 | Connected to mini grid
121 | Mwenge | Mwanza | Buchosa | Kanyara |  |  | PV |  | 30.32 | [6 empty] | 251 |  |  |  | PowerGen | Power Gen Renewable Energy Limited | Private | USAID, Power Afria | Power Gen Renewable Energy Limited | Operating | 2019 | Connected to mini grid
122 | Mgambo | Singida | Ikungi | Iglansoni |  |  | PV |  | 23.96 | [6 empty] | 201 |  |  |  | PowerGen | Power Gen Renewable Energy Limited | Private | USAID, Power Afria | Power Gen Renewable Energy Limited | Operating | 2019 | Connected to mini grid
123 | Kigoma NextGen | Tabora | Sikonge | Mwenge |  |  | PV |  | 28 | [6 empty] | 362 |  |  |  | PowerCorner Tanzania Ltd | PowerCorner Tanzania Limited | Private |  | PowerCorner Tanzania Limited | Operating | 2019 | Connected to mini grid
124 | Kiegei | Tabora | Sikonge | Mgambo |  |  | PV |  | 20 | [6 empty] | 222 |  |  |  | PowerCorner Tanzania Ltd | PowerCorner Tanzania Limited | Private |  | PowerCorner Tanzania Limited | Operating | 2019 | Connected to mini grid
125 | Matekwe | Kigoma | Kigoma | Kigoma NextGen |  |  | PV |  | 5000 | [6 empty] | 64685 |  |  |  | NextGen Solar USA | Nextgen Solar USA | Private | USAID, Power Afria | Nextgen Solar USA | Operating | 2017 | Connected to mini grid
126 | Lukumbule | Lindi | Nachingwea | Kiegei |  |  | PV |  | 16 | [6 empty] | 256 |  |  |  | PowerCorner Tanzania Ltd | PowerCorner Tanzania Ltd | Private |  | PowerCorner Tanzania Ltd | Operating | 2019 | Connected to mini grid
127 | Kagerankanda | Lindi | Nachingwea | Matekwe |  |  | PV |  | 12 | [6 empty] | 161 |  |  |  | PowerCorner Tanzania Ltd | PowerCorner Tanzania Ltd | Private |  | PowerCorner Tanzania Ltd | Operating | 2019 | Connected to mini grid
128 | Kalya | Lindi | Nachingwea | Lukumbule |  |  | PV |  | 40.5 | [6 empty] | 257 |  |  |  | PowerCorner Tanzania Ltd | PowerCorner Tanzania Ltd | Private |  | PowerCorner Tanzania Ltd | Operating | 2019 | Connected to mini grid
129 | Holola | Kigoma | Kasulu | Kagerankanda |  |  | PV |  | 44 | [6 empty] | 442 |  |  |  | PowerCorner Tanzania Ltd | PowerCorner Tanzania Ltd | Private |  | PowerCorner Tanzania Ltd | Operating | 2019 | Connected to mini grid
130 | Kibumba/Chembuzi | Kigoma | Uvinza | Kalya |  |  | PV |  | 28 | [6 empty] | 314 |  |  |  | PowerCorner Tanzania Ltd | PowerCorner Tanzania Ltd | Private |  | PowerCorner Tanzania Ltd | Operating | 2019 | Connected to mini grid
131 | Kasenyi | Lindi | Nanyumbu | Holola |  |  | PV |  | 16 | [6 empty] | 126 |  |  |  | PowerCorner Tanzania Ltd | PowerCorner Tanzania Ltd | Private |  | PowerCorner Tanzania Ltd | Operating | 2019 | Connected to mini grid
132 | Nabweko/Sambi/Irungwa | Kagera | Muleba | Kibumba/Chembuzi |  |  | PV |  | 10 | [6 empty] | 72 |  |  |  | Jumeme Rural Power Supply Ltd | Jumeme Rural Power Supply Ltd | Private | GIZ | Jumeme Rural Power Supply Ltd | Operating | 2020 | Connected to mini grid
133 | Kerebe | Kagera | Muleba | Kasenyi |  |  | PV |  | 20 | [6 empty] | 348 |  |  |  | Jumeme Rural Power Supply Ltd | Jumeme Rural Power Supply Ltd | Private | GIZ | Jumeme Rural Power Supply Ltd | Operating | 2020 | Connected to mini grid
134 | Goziba | Mwanza | Ukerewe | Nabweko/Sambi/Irungwa |  |  | PV |  | 100 | [6 empty] | 559 |  |  |  | Jumeme Rural Power Supply Ltd | Jumeme Rural Power Supply Ltd | Private | GIZ | Jumeme Rural Power Supply Ltd | Operating | 2020 | Connected to mini grid
135 | Rukuba/Etaro | Kagera | Muleba | Kerebe |  |  | PV |  | 35 | [6 empty] | 256 |  |  |  | Jumeme Rural Power Supply Ltd | Jumeme Rural Power Supply Ltd | Private | GIZ | Jumeme Rural Power Supply Ltd | Operating | 2020 | Connected to mini grid
136 | Maisome (Kanoni/Busimba/Kisaba) | Kagera | Muleba | Goziba |  |  | PV |  | 45 | [6 empty] | 339 |  |  |  | Jumeme Rural Power Supply Ltd | Jumeme Rural Power Supply Ltd | Private | GIZ | Jumeme Rural Power Supply Ltd | Operating | 2020 | Connected to mini grid
137 | Mulumo (Bunyozi/Ilamba) Mazinga Island | Mara | Musoma | Rukuba/Etaro |  |  | PV |  | 10 | [6 empty] | 160 |  |  |  | Jumeme Rural Power Supply Ltd | Jumeme Rural Power Supply Ltd | Private | GIZ | Jumeme Rural Power Supply Ltd | Operating | 2020 | Connected to mini grid
138 | Mahaiga | Mwanza | Buchosa | Maisome (Kanoni/Busimba/Kisaba) |  |  | PV |  | 100 | [6 empty] | 675 |  |  |  | Jumeme Rural Power Supply Ltd | Jumeme Rural Power Supply Ltd | Private | GIZ | Jumeme Rural Power Supply Ltd | Operating | 2020 | Connected to mini grid
139 | Bukiko/Kome | Kagera | Muleba | Mulumo (Bunyozi/Ilamba) Mazinga Island |  |  | PV |  | 45 | [6 empty] | 378 |  |  |  | Jumeme Rural Power Supply Ltd | Jumeme Rural Power Supply Ltd | Private | GIZ | Jumeme Rural Power Supply Ltd | Operating | 2020 | Connected to mini grid
140 | Chifule/Bukungu | Kagera | Muleba | Mahaiga |  |  | PV |  | 20 | [6 empty] | 206 |  |  |  | Jumeme Rural Power Supply Ltd | Jumeme Rural Power Supply Ltd | Private | GIZ | Jumeme Rural Power Supply Ltd | Operating | 2020 | Connected to mini grid
141 | Harembe | Mwanza | Ukerewe | Bukiko/Kome |  |  | PV |  | 100 | [6 empty] | 693 |  |  |  | Jumeme Rural Power Supply Ltd | Jumeme Rural Power Supply Ltd | Private | GIZ | Jumeme Rural Power Supply Ltd | Operating | 2020 | Connected to mini grid
142 | Igalula | Mwanza | Ukerewe | Chifule/Bukungu |  |  | PV |  | 100 | [6 empty] | 548 |  |  |  | Jumeme Rural Power Supply Ltd | Jumeme Rural Power Supply Ltd | Private | GIZ | Jumeme Rural Power Supply Ltd | Operating | 2020 | Connected to mini grid
143 | Kashagulu | Kigoma | Uvinza | Harembe |  |  | PV |  | 56 | [6 empty] | 238 |  |  |  | Jumeme Rural Power Supply Ltd | Jumeme Rural Power Supply Ltd | Private | GIZ | Jumeme Rural Power Supply Ltd | Operating | 2021 | Connected to mini grid
144 | Katumbi | Kigoma | Uvinza | Igalula |  |  | PV |  | 56 | [6 empty] | 638 |  |  |  | Jumeme Rural Power Supply Ltd | Jumeme Rural Power Supply Ltd | Private | GIZ | Jumeme Rural Power Supply Ltd | Operating | 2021 | Connected to mini grid
145 | Lubengela | Kigomas | Uvinza | Kashagulu |  |  | PV |  | 102 | [6 empty] | 740 |  |  |  | Jumeme Rural Power Supply Ltd | Jumeme Rural Power Supply Ltd | Private | GIZ | Jumeme Rural Power Supply Ltd | Operating | 2021 | Connected to mini grid
146 | Mgambo | Kigoma | Uvinza | Katumbi |  |  | PV |  | 20 | [6 empty] | 342 |  |  |  | Jumeme Rural Power Supply Ltd | Jumeme Rural Power Supply Ltd | Private | GIZ | Jumeme Rural Power Supply Ltd | Operating | 2021 | Connected to mini grid
147 | Nkonkwa | Kigoma | Uvinza | Lubengela |  |  | PV |  | 20 | [6 empty] | 315 |  |  |  | Jumeme Rural Power Supply Ltd | Jumeme Rural Power Supply Ltd | Private | GIZ | Jumeme Rural Power Supply Ltd | Operating | 2021 | Connected to mini hrid
148 | Rukoma | Kigoma | Uvinza | Mgambo |  |  | PV |  | 72 | [6 empty] | 470 |  |  |  | Jumeme Rural Power Supply Ltd | Jumeme Rural Power Supply Ltd | Private | GIZ | Jumeme Rural Power Supply Ltd | Operating | 2021 | Connected to mini grid
149 | Sibwesa | Kigoma | Uvinza | Nkonkwa |  |  | PV |  | 36 | [6 empty] | 256 |  |  |  | Jumeme Rural Power Supply Ltd | Jumeme Rural Power Supply Ltd | Private | GIZ | Jumeme Rural Power Supply Ltd | Operating | 2021 | Connected to mini grid
150 | Sigunga | Kigoma | Uvinza | Rukoma |  |  | PV |  | 46 | [6 empty] | 644 |  |  |  | Jumeme Rural Power Supply Ltd | Jumeme Rural Power Supply Ltd | Private | GIZ | Jumeme Rural Power Supply Ltd | Operating | 2021 | Connected to mini grid
151 | Lyegoba Island | Kigoma | Uvinza | Sibwesa |  |  | PV |  | 92 | [6 empty] | 601 |  |  |  | Jumeme Rural Power Supply Ltd | Jumeme Rural Power Supply Ltd | Private | GIZ | Jumeme Rural Power Supply Ltd | Operating | 2021 | Connected to mini grid
152 | Base Island | Kigoma | Uvinza | Sigunga |  |  | PV |  | 56 | [6 empty] | 702 |  |  |  | Jumeme Rural Power Supply Ltd | Jumeme Rural Power Supply Ltd | Private | GIZ | Jumeme Rural Power Supply Ltd | Operating | 2021 | Connected to mini grid
153 | Juma Island | Mwanza | Ukerewe | Lyegoba Island |  |  | PV |  | 30.3 | [6 empty] | 180 |  |  |  | PowerGen | PowerGen Renewable Energy Ltd | Private | USAID Power Africa | PowerGen Renewable Energy Ltd | Operating | 2020 | Connected to mini grid
154 | Chembaya Island | Mwanza | Ilemela | Base Island |  |  | PV |  | 42.6 | [6 empty] | 340 |  |  |  | PowerGen | PowerGen Renewable Energy Limited | Private | USAID Power Africa | PowerGen Renewable Energy Ltd | Operating | 2020 | Connected to mini grid
155 | Sozia Island | Mwanza | Sengerema | Juma Island |  |  | PV |  | 42.6 | [6 empty] | 180 |  |  |  | PowerGen | PowerGen Renewable Energy Limited | Private | USAID Power Africa | PowerGen Renewable Energy Ltd | Operating | 2020 | Connected to mini grid
156 | Raranya | Mwanza | Buchosa | Chembaya Island |  |  | PV |  | 29.8 | [6 empty] | 155 |  |  |  | PowerGen | PowerGen Renewable Energy Limited | Private | USAID Power Africa | PowerGen Renewable Energy Ltd | Operating | 2020 | Connected to mini grid
157 | Kibindu | Mara | Bunda | Sozia Island |  |  | PV |  | 29.8 | [6 empty] | 130 |  |  |  | PowerGen | PowerGen Renewable Energy Limited | Private | USAID Power Africa | PowerGen Renewable Energy Ltd | Operating | 2020 | Connected to mini grid
158 | Nyakagomba | Mara | Rorya | Raranya |  |  | PV |  | 6.4 | [6 empty] | 65 |  |  |  | PowerGen | PowerGen Renewable Energy Limited | Private | USAID Power Africa | PowerGen Renewable Energy Ltd | Operating | 2020 | Connected to mini grid
159 | Bwisya Ukara Island | Pwani | Chalinze | Kibindu |  |  | Hybrid PV/Gasifier |  | 20 |  |  |  | 20 |  |  | 105 | 88 | 14 | 3 | Husk Power Systems Ltd & SESCOM | Husk Power Systems Ltd & SESCOM | Private | USADF Power Africa | Husk Power Systems Ltd & SESCOM | Operating | 2017 | Connected to national grid (access); co-exists with national grid
160 | Mwenga Wind Farm/ Usokami | Geita | Geita | Nyakagomba |  |  | Hybrid Gasifier/MFP/SVO |  |  |  |  | 8.8 | 32 | [6 empty] | Nishati Associates | Nishati Associates | Private |  | Nishati Associates | Operating | 2015 | Connected to mini grid
161 | Mtwara, Masasi, Newala, Nachingwea | Mwanza | Ukerewe | Bwisya Ukara Island |  |  | Hybrid PV/Diesel | 30 | 60 | [6 empty] | 680 |  |  |  | Jumeme Rural Power Supply Ltd | Jumeme Rural Power Supply Ltd | Private | Jumeme Rural Power Supply Ltd | Jumeme Rural Power Supply Ltd | Operating | 2016 | Connected to mini gtrid
162 | Liwale Town | Iringa | Mufindi | Mwenga Wind Farm/ Usokami |  |  | Wind |  |  | 2400 | [5 empty] | 0 |  |  |  | Rift Valley Energy | Rift Valley Energy | Private | DFID (UK Int. Climate Finance), REPP | Rift Valley Energy | Operating | 2020 | Connected to national grid (s)
163 | Somanga, Kilwa, Lindi, Kibiti and Utete | Mtwara | Mtwara | Mtwara, Masasi, Newala, Nachingwea | -10.2811 | 40.181 | Natural gas | 17750 | [7 empty] | 45439 |  |  |  | TANESCO | TANESCO | Public | Artmus Canada & Ministry of Energy | TANESCO | Operating | 1969 | Connected to mini grrid
164 | Mafia | Lindi | Liwale | Liwale Town | -9.8019 | 37.924 | Diesel | 800 | [11 empty] | TANESCO | TANESCO | Public | Ministry of Energy | TANESCO | Operating | 1975 | Connected to mini grrid
165 | Kigoma | Lindi & Coast | Kilwa, Lindi and Rufiji | Somanga, Kilwa, Lindi, Kibiti and Utete | -8.3893 | 39.296 | Natural gas | 7500 | [11 empty] | TANESCO | TANESCO | Public | Ministry of Energy | TANESCO | Operating | 2008 | Connected to mini grrid
166 | Kasulu | Coast | Mafia | Mafia | -7.8554 | 39.768 | Diesel | 2180 | [11 empty] | TANESCO | TANESCO | Public | Ministry of Energy | TANESCO | Operating | 1971 | Connected to mini grrid
167 | Kibondo | Kigoma | Kigoma | Kigoma | -4.8767 | 29.637 | Diesel | 6250 | [7 empty] | 64685 | 6466 | 19 |  | TANESCO | TANESCO | Public | Ministry of Energy | TANESCO | Operating | 1956 | Connected to mini grrid
168 | Bukoba | Kigoma | Kasulu | Kasulu | -4.5748 | 30.107 | Diesel | 2500 | [11 empty] | TANESCO | TANESCO | Public | Ministry of Energy | TANESCO | Operating | 2012 | Connected to mini grrid
169 | Mpanda | Kigoma | Kibondo | Kibondo | -3.5869 | 30.723 | Diesel | 2500 | [11 empty] | TANESCO | TANESCO | Public | Ministry of Energy | TANESCO | Operating | 2012 | Connected to mini grrid
170 | Inyonga | Kagera | Bukoba | Bukoba | -1.3312 | 31.813 | Diesel | 2500 | [7 empty] | 52765 |  |  |  | TANESCO | TANESCO | Public | Ministry of Energy | TANESCO | Operating | 1961 | Connected to mini grrid
171 | Sumbawanga | Katavi | Mpanda | Mpanda | -6.343 | 31.073 | Diesel | 5676 | [7 empty] | 19062 |  |  |  | TANESCO | TANESCO | Public | Ministry of Energy | TANESCO | Operating | 1995 | Connected to mini grrid
172 | Loliondo | Katavi | Mulele | Inyonga |  |  | Diesel | 476 | [11 empty] | TANESCO | TANESCO | Public | Ministry of Energy | TANESCO | Operating | 2018? | Connected to mini grrid
173 | Tulawaka Pangea Minerals | Rukwa | Sumbawanga | Sumbawanga | -7.9524 | 31.623 | Diesel | 5000 | [11 empty] | TANESCO | TANESCO | Public | Ministry of Energy | TANESCO | Operating | 1980 | Connected to mini grrid
174 | Shanta Mine | Arusha | Loliondo | Loliondo | -2.0514 | 35.617 | Diesel | 5000 | [11 empty] | TANESCO | TANESCO | Public | Ministry of Energy | TANESCO | Operating | 2012 | Connected to mini grrid
175 |  | Kagera | Biharamulo | Tulawaka Pangea Minerals |  |  | Diesel | 6000 | [11 empty] | Pangea Mining Co | Pangea Mining Company | Private | Pangea Mining Company | Pangea Mineral Company | Operating | 2015? | Connected to mini grrid
176 |  | Mbeya | Chunya | Shanta Mine |  |  | Diesel | 4200 | [11 empty] | Shanta Mine | Shanta Mine | Private | Shanta Mine | Shanta Mine | Operating | 2015? | Connected to mini grrid
[8 empty] | 72418 | 7427.04 | 2400 | 33344.9 | 140.8 | 48838 |  |  | 282346
NB:
1. Locality = District
2. MFP/SVO = Multi Fuction Platform / Straight Vegetable Oil (unblended fuel)
3. FBO = Faith Based Organisation
4. Connected to mini grid imply decentralised grid
5. Connected to main grid (s) imply syschronised with the national grid
6. Connected to main grid (access) imply the national grid has been extended to the area but not synchronised with the mini -grid thereby the system can supply portions of the system not being served by the national grid
7. Most of the data obtained from Websites: rea.go.tz; ewura.go.tz, tanesco.co.tz, tatedo.or.tz, wri.org